## Summary
Case | target_htc_W_m2K | target_mean_CO2_C | experimental_CO2_flow_kg_s | experimental_pressure_MPa | assumed_water_inlet_C | assumed_water_flow_kg_s | experimental_htc_uncertainty_percent | nominal_heat_flux_W_m2 | segments | baseline_model | baseline_model_extrapolated | smooth_model_htc_W_m2K | tested_low_cap_eD | htc_at_tested_low_cap_W_m2K | htc_at_eD_005_W_m2K | htc_spencer_W_m2K | htc_local_length_mean_W_m2K | duty_CO2_W | heat_flux_CO2_W_m2 | bulk_wall_lmtd_K | CO2_out_C | water_out_C | CO2_mean_endpoint_C | CO2_pressure_drop_psi | water_Re_inlet | inner_diameter_mm | outer_diameter_mm | property_backend | iterations | converged | water_htc_multiplier | CO2_heat_friction_model | CO2_baseline_correction_multiplier | CO2_baseline_is_calibrated | CO2_pressure_friction_model | CO2_mass_flux_kg_m2s | water_wall_balance_max_relative_residual | CO2_diameter_outside_cited_DH_database | CO2_mass_flux_below_cited_200_kg_m2s | water_htc_mean_W_m2K | CO2_energy_residual_W | water_energy_residual_W | inferred_CO2_inlet_C | target_bulk_C | CO2_inlet_is_inferred | CO2_baseline_model | CO2_baseline_model_extrapolated | effective_e_over_D | relative_htc_error | status | predicted_to_nominal_flux_ratio | htc_at_max_eD_W_m2K | reason | target_HTC_lower_reported_band_W_m2K | target_HTC_upper_reported_band_W_m2K | smooth_prediction_within_reported_band | eD005_prediction_within_reported_band
May19_3 | 1862 | 35.75 | 0.0034 | 8.007 | 20.7 | 0.087 | 21.21 | 2000 | 20 | results/smooth_baseline/model.json | FALSE | 1527.6098 | 0.05 | 2491.2026 | 2491.2026 | 1862 | 1930.296 | 60.408 | 1436.4825 | 0.77147 | 35.2304 | 20.8817 | 35.75 | 0.00032951 | 1269.4356 | 13.3858 | 15.875 | HEOS | 10 | TRUE | 1 | dh_roughness | 2.517 | TRUE | bulk_Re_Colebrook | 24.1602 | 7.0122e-07 | TRUE | TRUE | 86.3299 | -3.371e-09 | 4.1097e-10 | 36.2696 | 35.75 | TRUE | results/smooth_baseline/model.json | FALSE | 0.010524 | 4.8806e-10 | fit_within_0_to_005 | 0.71824 |  |  | 1467.0698 | 2256.9302 | TRUE | FALSE
May21_5 | 2190 | 35.01 | 0.0034 | 7.927 | 20.7 | 0.087 | 25.3 | 2000 | 20 | results/smooth_baseline/model.json | FALSE | 1753.3176 | 0.05 | 2833.0349 | 2833.0349 | 2190 | 2284.2331 | 57.932 | 1377.604 | 0.62904 | 34.6062 | 20.8749 | 35.01 | 0.00034338 | 1269.4356 | 13.3858 | 15.875 | HEOS | 10 | TRUE | 1 | dh_roughness | 2.5827 | TRUE | bulk_Re_Colebrook | 24.1602 | 5.7594e-07 | TRUE | TRUE | 86.3291 | -2.6867e-10 | 9.6199e-09 | 35.4138 | 35.01 | TRUE | results/smooth_baseline/model.json | FALSE | 0.012867 | 8.678e-10 | fit_within_0_to_005 | 0.6888 |  |  | 1635.93 | 2744.07 | TRUE | FALSE
May21_6 | 2465 | 34.87 | 0.0034 | 8.031 | 20.7 | 0.087 | 30.21 | 2000 | 20 | results/smooth_baseline/model.json | FALSE | 1753.6833 | 0.05 | 2933.7679 | 2933.7679 | 2465 | 2506.7986 | 57.7826 | 1374.0504 | 0.55742 | 34.6094 | 20.8745 | 34.87 | 0.00035182 | 1269.4356 | 13.3858 | 15.875 | HEOS | 8 | TRUE | 1 | dh_roughness | 2.72 | TRUE | bulk_Re_Colebrook | 24.1602 | 1.0843e-06 | TRUE | TRUE | 86.329 | 2.9345e-12 | -6.8945e-09 | 35.1306 | 34.87 | TRUE | results/smooth_baseline/model.json | FALSE | 0.023158 | 7.5738e-09 | fit_within_0_to_005 | 0.68703 |  |  | 1720.3235 | 3209.6765 | TRUE | TRUE
May22_4 | 1276 | 36.97 | 0.0034 | 8.001 | 20.7 | 0.087 | 13.96 | 2000 | 20 | results/smooth_baseline/model.json | FALSE | 972.5072 | 0.05 | 1633.0786 | 1633.0786 | 1276 | 1302.1164 | 63.5339 | 1510.8139 | 1.184 | 35.9988 | 20.8903 | 36.97 | 0.00041719 | 1269.4356 | 13.3858 | 15.875 | HEOS | 11 | TRUE | 1 | dh_roughness | 2.1281 | TRUE | bulk_Re_Colebrook | 24.1602 | 4.1482e-07 | TRUE | TRUE | 86.3308 | -5.8336e-12 | -2.8895e-09 | 37.9412 | 36.97 | TRUE | results/smooth_baseline/model.json | FALSE | 0.015582 | -6.4372e-11 | fit_within_0_to_005 | 0.75541 |  |  | 1097.8704 | 1454.1296 | FALSE | FALSE
May22_8 | 983 | 38.31 | 0.0034 | 8.01 | 20.7 | 0.087 | 10.64 | 2000 | 20 | results/smooth_baseline/model.json | FALSE | 633.207 | 0.05 | 1087.3686 | 1087.3686 | 982.9999 | 1000.885 | 67.1216 | 1596.1299 | 1.6237 | 36.8749 | 20.9001 | 38.31 | 0.0005985 | 1269.4356 | 13.3858 | 15.875 | HEOS | 11 | TRUE | 1 | dh_roughness | 1.6488 | TRUE | bulk_Re_Colebrook | 24.1602 | 5.0553e-07 | TRUE | TRUE | 86.3319 | 1.7132e-08 | 5.1352e-09 | 39.7451 | 38.31 | TRUE | results/smooth_baseline/model.json | FALSE | 0.033412 | -5.7455e-08 | fit_within_0_to_005 | 0.79806 |  |  | 878.4088 | 1087.5912 | FALSE | TRUE
May24_3 | 349 | 28.64 | 0.0034 | 8.046 | 20.7 | 0.087 | 4.32 | 2000 | 20 | results/smooth_baseline/model.json | FALSE | 269.5338 | 0.05 | 451.5217 | 451.5217 | 349 | 346.9954 | 26.0596 | 619.6891 | 1.7756 | 27.7782 | 20.7873 | 28.64 | 0.0002235 | 1269.4356 | 13.3858 | 15.875 | HEOS | 8 | TRUE | 1 | dh_roughness | 1.3569 | TRUE | bulk_Re_Colebrook | 24.1602 | 5.2501e-06 | TRUE | TRUE | 86.3179 | 3.736e-11 | -5.4345e-09 | 29.5018 | 28.64 | TRUE | results/smooth_baseline/model.json | FALSE | 0.016803 | 3.0043e-08 | fit_within_0_to_005 | 0.30984 |  |  | 333.9232 | 364.0768 | FALSE | FALSE
May24_7 | 761 | 32.94 | 0.0034 | 8.079 | 20.7 | 0.087 | 9.51 | 2000 | 20 | results/smooth_baseline/model.json | FALSE | 796.633 | 0.05 | 1330.3131 | 1330.3131 | [34 empty] | not_bracketed |  | 1330.3131 | target outside endpoint predictions; no roughness fit reported | 688.6289 | 833.3711 | TRUE | FALSE
May27_3 | 365 | 30.08 | 0.0034 | 7.983 | 20.7 | 0.087 | 4.9 | 2000 | 20 | results/smooth_baseline/model.json | FALSE | 447.1097 | 0.05 | 748.7887 | 748.7887 | [34 empty] | not_bracketed |  | 748.7887 | target outside endpoint predictions; no roughness fit reported | 347.115 | 382.885 | FALSE | FALSE
May27_7 | 1059 | 34.18 | 0.0034 | 8.157 | 20.7 | 0.087 | 13.38 | 2000 | 20 | results/smooth_baseline/model.json | FALSE | 1009.0839 | 0.05 | 1685.3912 | 1685.3912 | 1059 | 1056.0028 | 52.3714 | 1245.3737 | 1.176 | 33.6161 | 20.8596 | 34.18 | 0.00017846 | 1269.4356 | 13.3858 | 15.875 | HEOS | 10 | TRUE | 1 | dh_roughness | 2.7752 | TRUE | bulk_Re_Colebrook | 24.1602 | 6.3834e-07 | TRUE | TRUE | 86.327 | 3.2117e-12 | 3.0491e-09 | 34.7439 | 34.18 | TRUE | results/smooth_baseline/model.json | FALSE | 0.002036 | 3.1736e-09 | fit_within_0_to_005 | 0.62269 |  |  | 917.3058 | 1200.6942 | TRUE | FALSE
June1_3 | 906 | 34.03 | 0.0034 | 8.158 | 20.7 | 0.087 | 11.19 | 2000 | 20 | results/smooth_baseline/model.json | FALSE | 962.4642 | 0.05 | 1607.5668 | 1607.5668 | [34 empty] | not_bracketed |  | 1607.5668 | target outside endpoint predictions; no roughness fit reported | 804.6186 | 1007.3814 | TRUE | FALSE
June1_4 | 971 | 34.06 | 0.0033 | 8.134 | 20.7 | 0.087 | 12.62 | 2000 | 20 | results/smooth_baseline/model.json | FALSE | 1012.6415 | 0.05 | 1682.7699 | 1682.7699 | [34 empty] | not_bracketed |  | 1682.7699 | target outside endpoint predictions; no roughness fit reported | 848.4598 | 1093.5402 | TRUE | FALSE
May19_1 | 2819 | 35.46 | 0.0034 | 8.095 | 20.7 | 0.087 | 20.42 | 3000 | 20 | results/smooth_baseline/model.json | FALSE | 2012.2263 | 0.05 | 3343.2953 | 3343.2953 | 2819 | 2893.9821 | 60.4548 | 1437.5945 | 0.50997 | 35.1377 | 20.8818 | 35.46 | 0.00036668 | 1269.4356 | 13.3858 | 15.875 | HEOS | 9 | TRUE | 1 | dh_roughness | 3.1971 | TRUE | bulk_Re_Colebrook | 24.1602 | 4.0324e-07 | TRUE | TRUE | 86.3299 | -1.4381e-07 | -1.0584e-08 | 35.7823 | 35.46 | TRUE | results/smooth_baseline/model.json | FALSE | 0.023136 | 9.1443e-09 | fit_within_0_to_005 | 0.4792 |  |  | 2243.3602 | 3394.6398 | FALSE | TRUE
May21_3 | 3039 | 35.04 | 0.0034 | 8.001 | 20.7 | 0.087 | 22.63 | 3000 | 20 | results/smooth_baseline/model.json | FALSE | 2159.1527 | 0.05 | 3536.6781 | 3536.6781 | 3039 | 3169.6856 | 58.8652 | 1399.7958 | 0.46061 | 34.7377 | 20.8774 | 35.04 | 0.00039234 | 1269.4356 | 13.3858 | 15.875 | HEOS | 10 | TRUE | 1 | dh_roughness | 3.1711 | TRUE | bulk_Re_Colebrook | 24.1602 | 1.9993e-07 | TRUE | TRUE | 86.3294 | -9.2943e-10 | 1.0472e-08 | 35.3423 | 35.04 | TRUE | results/smooth_baseline/model.json | FALSE | 0.024924 | 7.034e-09 | fit_within_0_to_005 | 0.4666 |  |  | 2351.2743 | 3726.7257 | FALSE | TRUE
May22_2 | 1883 | 36.89 | 0.0034 | 8.087 | 20.7 | 0.087 | 13.55 | 3000 | 20 | results/smooth_baseline/model.json | FALSE | 1359.7375 | 0.05 | 2288.4486 | 2288.4486 | 1883 | 1926.0746 | 64.8489 | 1542.0846 | 0.81895 | 36.1012 | 20.8939 | 36.89 | 0.00043068 | 1269.4356 | 13.3858 | 15.875 | HEOS | 10 | TRUE | 1 | dh_roughness | 2.7636 | TRUE | bulk_Re_Colebrook | 24.1602 | 6.3326e-07 | TRUE | TRUE | 86.3313 | -4.2206e-12 | 1.3144e-08 | 37.6788 | 36.89 | TRUE | results/smooth_baseline/model.json | FALSE | 0.020736 | -3.785e-12 | fit_within_0_to_005 | 0.51403 |  |  | 1627.8535 | 2138.1465 | FALSE | FALSE
May22_6 | 1119 | 38 | 0.0034 | 7.953 | 20.7 | 0.087 | 7.86 | 3000 | 20 | results/smooth_baseline/model.json | FALSE | 709.5125 | 0.05 | 1251.3689 | 1251.3689 | 1118.9999 | 1139.2965 | 66.6645 | 1585.26 | 1.4167 | 36.5505 | 20.8989 | 38 | 0.0005986 | 1269.4356 | 13.3858 | 15.875 | HEOS | 10 | TRUE | 1 | dh_roughness | 1.951 | TRUE | bulk_Re_Colebrook | 24.1602 | 1.1857e-06 | TRUE | TRUE | 86.3317 | 9.3792e-13 | 7.8296e-10 | 39.4495 | 38 | TRUE | results/smooth_baseline/model.json | FALSE | 0.032408 | -5.2021e-08 | fit_within_0_to_005 | 0.52842 |  |  | 1031.0466 | 1206.9534 | FALSE | FALSE
May24_1 | 379 | 26.29 | 0.0035 | 7.996 | 20.7 | 0.087 | 2.97 | 3000 | 20 | results/smooth_baseline/model.json | TRUE | 151.0907 | 0.05 | 254.3482 | 254.3482 | [34 empty] | not_bracketed |  | 254.3482 | target outside endpoint predictions; no roughness fit reported | 367.7437 | 390.2563 | FALSE | FALSE
May24_5 | 459 | 30.54 | 0.0034 | 8.072 | 20.7 | 0.087 | 3.92 | 3000 | 20 | results/smooth_baseline/model.json | FALSE | 530.5838 | 0.05 | 890.1661 | 890.1661 | [34 empty] | not_bracketed |  | 890.1661 | target outside endpoint predictions; no roughness fit reported | 441.0072 | 476.9928 | FALSE | FALSE
May27_1 | 416 | 30.03 | 0.0035 | 8.01 | 20.7 | 0.087 | 3.62 | 3000 | 20 | results/smooth_baseline/model.json | FALSE | 504.8328 | 0.05 | 850.9764 | 850.9764 | [34 empty] | not_bracketed |  | 850.9764 | target outside endpoint predictions; no roughness fit reported | 400.9408 | 431.0592 | FALSE | FALSE
May27_5 | 694 | 33.02 | 0.0034 | 8.158 | 20.7 | 0.087 | 5.83 | 3000 | 20 | results/smooth_baseline/model.json | FALSE | 876.7616 | 0.05 | 1468.3435 | 1468.3435 | [34 empty] | not_bracketed |  | 1468.3435 | target outside endpoint predictions; no roughness fit reported | 653.5398 | 734.4602 | FALSE | FALSE
May27_9 | 2326 | 35.47 | 0.0034 | 8.117 | 20.7 | 0.087 | 18.35 | 3000 | 20 | results/smooth_baseline/model.json | FALSE | 1958.8316 | 0.05 | 3272.5062 | 3272.5062 | 2326 | 2368.9708 | 60.0751 | 1428.5664 | 0.61417 | 35.1536 | 20.8807 | 35.47 | 0.00026163 | 1269.4356 | 13.3858 | 15.875 | HEOS | 9 | TRUE | 1 | dh_roughness | 3.2003 | TRUE | bulk_Re_Colebrook | 24.1602 | 4.0118e-07 | TRUE | TRUE | 86.3298 | 2.6492e-09 | 9.2067e-10 | 35.7864 | 35.47 | TRUE | results/smooth_baseline/model.json | FALSE | 0.0082306 | 1.3264e-10 | fit_within_0_to_005 | 0.47619 |  |  | 1899.179 | 2752.821 | TRUE | FALSE
June1_1 | 754 | 33.32 | 0.0035 | 8.15 | 20.7 | 0.087 | 6.59 | 3000 | 20 | results/smooth_baseline/model.json | FALSE | 952.0352 | 0.05 | 1600.5525 | 1600.5525 | [34 empty] | not_bracketed |  | 1600.5525 | target outside endpoint predictions; no roughness fit reported | 704.3114 | 803.6886 | FALSE | FALSE
May19_4 | 1865 | 35.57 | 0.0043 | 7.964 | 20.7 | 0.087 | 22.51 | 2000 | 20 | results/smooth_baseline/model.json | FALSE | 1497.0904 | 0.05 | 2486.4712 | 2486.4712 | 1865 | 1899.8184 | 59.7234 | 1420.2034 | 0.7615 | 35.1393 | 20.8798 | 35.57 | 0.00054601 | 1269.4356 | 13.3858 | 15.875 | HEOS | 11 | TRUE | 1 | dh_roughness | 1.9801 | TRUE | bulk_Re_Colebrook | 30.5555 | 2.3684e-07 | TRUE | TRUE | 86.3297 | 3.2192e-06 | -8.0924e-10 | 36.0007 | 35.57 | TRUE | results/smooth_baseline/model.json | FALSE | 0.010943 | -1.8671e-08 | fit_within_0_to_005 | 0.7101 |  |  | 1445.1885 | 2284.8115 | TRUE | FALSE
May21_7 | 2343 | 34.96 | 0.0042 | 7.947 | 20.7 | 0.087 | 30.08 | 2000 | 20 | results/smooth_baseline/model.json | FALSE | 1827.9764 | 0.05 | 3026.1705 | 3026.1705 | 2343 | 2419.1973 | 57.9706 | 1378.522 | 0.58836 | 34.6728 | 20.875 | 34.96 | 0.00051605 | 1269.4356 | 13.3858 | 15.875 | HEOS | 10 | TRUE | 1 | dh_roughness | 2.1124 | TRUE | bulk_Re_Colebrook | 29.8449 | 4.4517e-07 | TRUE | TRUE | 86.3291 | -4.1169e-09 | -1.5044e-08 | 35.2472 | 34.96 | TRUE | results/smooth_baseline/model.json | FALSE | 0.013417 | 2.0897e-09 | fit_within_0_to_005 | 0.68926 |  |  | 1638.2256 | 3047.7744 | TRUE | TRUE
May22_5 | 1325 | 37.02 | 0.0041 | 7.975 | 20.7 | 0.087 | 14.36 | 2000 | 20 | results/smooth_baseline/model.json | FALSE | 884.9248 | 0.05 | 1532.8337 | 1532.8337 | 1325.0001 | 1341.9304 | 64.0088 | 1522.1088 | 1.1488 | 36.1394 | 20.8916 | 37.02 | 0.0007643 | 1269.4356 | 13.3858 | 15.875 | HEOS | 10 | TRUE | 1 | dh_roughness | 1.7081 | TRUE | bulk_Re_Colebrook | 29.1343 | 9.8457e-07 | TRUE | TRUE | 86.331 | 7.6102e-10 | -1.8904e-08 | 37.9006 | 37.02 | TRUE | results/smooth_baseline/model.json | FALSE | 0.027118 | 9.4639e-08 | fit_within_0_to_005 | 0.76105 |  |  | 1134.73 | 1515.27 | FALSE | FALSE
May22_9 | 994 | 38.47 | 0.0042 | 7.969 | 20.7 | 0.087 | 10.9 | 2000 | 20 | results/smooth_baseline/model.json | FALSE | 537.4051 | 0.05 | 954.1926 | 954.1926 | [34 empty] | not_bracketed |  | 954.1926 | target outside endpoint predictions; no roughness fit reported | 885.654 | 1102.346 | FALSE | TRUE
May24_4 | 332 | 28.66 | 0.0042 | 8.003 | 20.7 | 0.087 | 4.68 | 2000 | 20 | results/smooth_baseline/model.json | FALSE | 289.9716 | 0.05 | 504.0179 | 504.0179 | 332 | 330.7616 | 25.8528 | 614.7702 | 1.8517 | 27.9786 | 20.7867 | 28.66 | 0.00027069 | 1269.4356 | 13.3858 | 15.875 | HEOS | 8 | TRUE | 1 | dh_roughness | 1.1821 | TRUE | bulk_Re_Colebrook | 29.8449 | 4.826e-06 | TRUE | TRUE | 86.3179 | 4.6813e-10 | 2.5033e-08 | 29.3414 | 28.66 | TRUE | results/smooth_baseline/model.json | FALSE | 0.006247 | 6.8184e-08 | fit_within_0_to_005 | 0.30739 |  |  | 316.4624 | 347.5376 | FALSE | FALSE
May24_8 | 776 | 32.92 | 0.0043 | 8.081 | 20.7 | 0.087 | 10.37 | 2000 | 20 | results/smooth_baseline/model.json | FALSE | 773.8277 | 0.05 | 1341.6782 | 1341.6782 | 776 | 770.9717 | 45.9502 | 1092.6808 | 1.4081 | 32.3371 | 20.8419 | 32.92 | 0.00024404 | 1269.4356 | 13.3858 | 15.875 | HEOS | 10 | TRUE | 1 | dh_roughness | 2.1237 | TRUE | bulk_Re_Colebrook | 30.5555 | 5.4529e-07 | TRUE | TRUE | 86.3248 | 1.8474e-13 | 4.1042e-09 | 33.5029 | 32.92 | TRUE | results/smooth_baseline/model.json | FALSE | 9.5366e-05 | -4.5017e-11 | fit_within_0_to_005 | 0.54634 |  |  | 695.5288 | 856.4712 | TRUE | FALSE
May27_4 | 369 | 30.13 | 0.0043 | 7.95 | 20.7 | 0.087 | 5.57 | 2000 | 20 | results/smooth_baseline/model.json | FALSE | 472.6915 | 0.05 | 823.6067 | 823.6067 | [34 empty] | not_bracketed |  | 823.6067 | target outside endpoint predictions; no roughness fit reported | 348.4467 | 389.5533 | FALSE | FALSE
May27_8 | 1651 | 34.59 | 0.0043 | 8.126 | 20.7 | 0.087 | 21.47 | 2000 | 20 | results/smooth_baseline/model.json | FALSE | 1209.6852 | 0.05 | 2096.9049 | 2096.9049 | 1651 | 1660.661 | 55.6468 | 1323.2633 | 0.80149 | 34.2638 | 20.8686 | 34.59 | 0.00044092 | 1269.4356 | 13.3858 | 15.875 | HEOS | 10 | TRUE | 1 | dh_roughness | 2.206 | TRUE | bulk_Re_Colebrook | 30.5555 | 4.3198e-07 | TRUE | TRUE | 86.3282 | -5.4001e-13 | 9.412e-09 | 34.9162 | 34.59 | TRUE | results/smooth_baseline/model.json | FALSE | 0.017717 | -7.5938e-10 | fit_within_0_to_005 | 0.66163 |  |  | 1296.5303 | 2005.4697 | FALSE | FALSE
June1_5 | 1025 | 34 | 0.0041 | 8.125 | 20.7 | 0.087 | 14.14 | 2000 | 20 | results/smooth_baseline/model.json | FALSE | 988.969 | 0.05 | 1699.2744 | 1699.2744 | 1025.0005 | 1022.4806 | 51.4774 | 1224.116 | 1.1943 | 33.5339 | 20.8571 | 34 | 0.00024368 | 1269.4356 | 13.3858 | 15.875 | HEOS | 10 | TRUE | 1 | dh_roughness | 2.3103 | TRUE | bulk_Re_Colebrook | 29.1343 | 5.9291e-07 | TRUE | TRUE | 86.3267 | 7.8467e-08 | -5.8376e-09 | 34.4661 | 34 | TRUE | results/smooth_baseline/model.json | FALSE | 0.00129 | 4.7926e-07 | fit_within_0_to_005 | 0.61206 |  |  | 880.065 | 1169.935 | TRUE | FALSE
May19_2 | 2964 | 35.59 | 0.0042 | 8.077 | 20.7 | 0.087 | 22.95 | 3000 | 20 | results/smooth_baseline/model.json | FALSE | 2001.2781 | 0.05 | 3394.4488 | 3394.4488 | 2964 | 3043.256 | 61.067 | 1452.153 | 0.48993 | 35.2947 | 20.8835 | 35.59 | 0.00063132 | 1269.4356 | 13.3858 | 15.875 | HEOS | 10 | TRUE | 1 | dh_roughness | 2.553 | TRUE | bulk_Re_Colebrook | 29.8449 | 1.8385e-07 | TRUE | TRUE | 86.3302 | -5.8127e-10 | -2.9707e-09 | 35.8853 | 35.59 | TRUE | results/smooth_baseline/model.json | FALSE | 0.027511 | 1.2261e-09 | fit_within_0_to_005 | 0.48405 |  |  | 2283.762 | 3644.238 | FALSE | TRUE
May21_4 | 3027 | 35.07 | 0.0043 | 7.969 | 20.7 | 0.087 | 23.86 | 3000 | 20 | results/smooth_baseline/model.json | FALSE | 2113.2985 | 0.05 | 3543.7149 | 3543.7149 | 3027 | 3113.8083 | 58.9532 | 1401.8878 | 0.46313 | 34.7867 | 20.8777 | 35.07 | 0.00065802 | 1269.4356 | 13.3858 | 15.875 | HEOS | 10 | TRUE | 1 | dh_roughness | 2.4735 | TRUE | bulk_Re_Colebrook | 30.5555 | 2.7841e-07 | TRUE | TRUE | 86.3295 | -3.9333e-09 | -3.9991e-09 | 35.3533 | 35.07 | TRUE | results/smooth_baseline/model.json | FALSE | 0.024223 | 7.2013e-09 | fit_within_0_to_005 | 0.4673 |  |  | 2304.7578 | 3749.2422 | FALSE | TRUE
May22_3 | 1725 | 36.99 | 0.0042 | 8.055 | 20.7 | 0.087 | 12.69 | 3000 | 20 | results/smooth_baseline/model.json | FALSE | 1206.129 | 0.05 | 2103.4974 | 2103.4974 | 1724.9998 | 1748.3144 | 65.0287 | 1546.3612 | 0.89644 | 36.261 | 20.8944 | 36.99 | 0.00068915 | 1269.4356 | 13.3858 | 15.875 | HEOS | 10 | TRUE | 1 | dh_roughness | 2.1519 | TRUE | bulk_Re_Colebrook | 29.8449 | 6.5072e-07 | TRUE | TRUE | 86.3314 | -5.4996e-12 | -6.3081e-10 | 37.719 | 36.99 | TRUE | results/smooth_baseline/model.json | FALSE | 0.021064 | -8.8541e-08 | fit_within_0_to_005 | 0.51545 |  |  | 1506.0975 | 1943.9025 | FALSE | FALSE
May22_7 | 1094 | 38.31 | 0.0043 | 7.933 | 20.7 | 0.087 | 7.94 | 3000 | 20 | results/smooth_baseline/model.json | FALSE | 594.3903 | 0.05 | 1089.7939 | 1089.7939 | [34 empty] | not_bracketed |  | 1089.7939 | target outside endpoint predictions; no roughness fit reported | 1007.1364 | 1180.8636 | FALSE | TRUE
May24_2 | 370 | 27.09 | 0.0042 | 7.979 | 20.7 | 0.087 | 3.13 | 3000 | 20 | results/smooth_baseline/model.json | FALSE | 212.7754 | 0.05 | 370.2493 | 370.2493 | 370 | 368.9808 | 21.2402 | 505.084 | 1.3651 | 26.4608 | 20.774 | 27.09 | 0.00047891 | 1269.4356 | 13.3858 | 15.875 | HEOS | 7 | TRUE | 1 | dh_roughness | 0.92531 | TRUE | bulk_Re_Colebrook | 29.8449 | 8.5223e-06 | TRUE | TRUE | 86.3163 | -1.0374e-12 | 8.8729e-09 | 27.7192 | 27.09 | TRUE | results/smooth_baseline/model.json | FALSE | 0.049887 | 7.5558e-09 | fit_within_0_to_005 | 0.16836 |  |  | 358.419 | 381.581 | FALSE | TRUE
May24_6 | 545 | 31.76 | 0.0042 | 8.077 | 20.7 | 0.087 | 5.05 | 3000 | 20 | results/smooth_baseline/model.json | FALSE | 702.3839 | 0.05 | 1218.8399 | 1218.8399 | [34 empty] | not_bracketed |  | 1218.8399 | target outside endpoint predictions; no roughness fit reported | 517.4775 | 572.5225 | FALSE | FALSE
May27_2 | 420 | 30.51 | 0.0044 | 7.994 | 20.7 | 0.087 | 4.13 | 3000 | 20 | results/smooth_baseline/model.json | FALSE | 574.6611 | 0.05 | 1006.4272 | 1006.4272 | [34 empty] | not_bracketed |  | 1006.4272 | target outside endpoint predictions; no roughness fit reported | 402.654 | 437.346 | FALSE | FALSE
May27_6 | 859 | 33.55 | 0.0042 | 8.166 | 20.7 | 0.087 | 7.73 | 3000 | 20 | results/smooth_baseline/model.json | FALSE | 977.9495 | 0.05 | 1692.5667 | 1692.5667 | [34 empty] | not_bracketed |  | 1692.5667 | target outside endpoint predictions; no roughness fit reported | 792.5993 | 925.4007 | FALSE | FALSE
May27_10 | 2642 | 35.23 | 0.0043 | 8.094 | 20.7 | 0.087 | 22.14 | 3000 | 20 | results/smooth_baseline/model.json | FALSE | 1970.628 | 0.05 | 3420.7956 | 3420.7956 | 2642 | 2662.116 | 59.3959 | 1412.4141 | 0.5346 | 34.9979 | 20.8789 | 35.23 | 0.00048725 | 1269.4356 | 13.3858 | 15.875 | HEOS | 8 | TRUE | 1 | dh_roughness | 2.5655 | TRUE | bulk_Re_Colebrook | 30.5555 | 8.4618e-07 | TRUE | TRUE | 86.3296 | 8.9466e-08 | 2.4589e-08 | 35.4621 | 35.23 | TRUE | results/smooth_baseline/model.json | FALSE | 0.015321 | 1.3571e-09 | fit_within_0_to_005 | 0.4708 |  |  | 2057.0612 | 3226.9388 | FALSE | FALSE
June1_2 | 924 | 33.63 | 0.0042 | 8.129 | 20.7 | 0.087 | 8.5 | 3000 | 20 | results/smooth_baseline/model.json | FALSE | 1048.5002 | 0.05 | 1812.0773 | 1812.0773 | [34 empty] | not_bracketed |  | 1812.0773 | target outside endpoint predictions; no roughness fit reported | 845.46 | 1002.54 | FALSE | FALSE

## Inputs_assumptions
Case | m_CO2 (kg/s) | T_CO2 (C) | P (Mpa) | m_H2O (kg/s) | T_H2O (C) | P (atm) | T_amb (C) | d_outer_mm | U_amb | D (mm) | wall thickness (mm) | water gap (mm) | L (mm) | Kp | ep_max (e/Dh) | Profile (Constant,Step,Sine,Linear) | Steps/Harmonic (n) | Q_leak_slope | Q_leak_intercept | target_mean_CO2_C | target_htc_W_m2K | test_group | nominal_heat_flux_W_m2 | experimental_htc_uncertainty_percent | water_conditions_assumed | water_htc_multiplier | CO2_baseline_correction_multiplier | CO2_baseline_model_extrapolated | CO2_baseline_model
May19_3 | 0.0034 | 36.75 | 8.007 | 0.087 | 20.7 | 1.05 | 22 | 88.9 | 15 | 13.3858 | 1.2446 | 28.4353 | 1000 | 14.4 | 0.001 | Constant | 1 | -8.196 | -4.9433 | 35.75 | 1862 | m12/q2 | 2000 | 21.21 | TRUE | 1 | 2.517 | FALSE | results/smooth_baseline/model.json
May21_5 | 0.0034 | 36.01 | 7.927 | 0.087 | 20.7 | 1.05 | 22 | 88.9 | 15 | 13.3858 | 1.2446 | 28.4353 | 1000 | 14.4 | 0.001 | Constant | 1 | -8.196 | -4.9433 | 35.01 | 2190 | m12/q2 | 2000 | 25.3 | TRUE | 1 | 2.5827 | FALSE | results/smooth_baseline/model.json
May21_6 | 0.0034 | 35.87 | 8.031 | 0.087 | 20.7 | 1.05 | 22 | 88.9 | 15 | 13.3858 | 1.2446 | 28.4353 | 1000 | 14.4 | 0.001 | Constant | 1 | -8.196 | -4.9433 | 34.87 | 2465 | m12/q2 | 2000 | 30.21 | TRUE | 1 | 2.72 | FALSE | results/smooth_baseline/model.json
May22_4 | 0.0034 | 37.97 | 8.001 | 0.087 | 20.7 | 1.05 | 22 | 88.9 | 15 | 13.3858 | 1.2446 | 28.4353 | 1000 | 14.4 | 0.001 | Constant | 1 | -8.196 | -4.9433 | 36.97 | 1276 | m12/q2 | 2000 | 13.96 | TRUE | 1 | 2.1281 | FALSE | results/smooth_baseline/model.json
May22_8 | 0.0034 | 39.31 | 8.01 | 0.087 | 20.7 | 1.05 | 22 | 88.9 | 15 | 13.3858 | 1.2446 | 28.4353 | 1000 | 14.4 | 0.001 | Constant | 1 | -8.196 | -4.9433 | 38.31 | 983 | m12/q2 | 2000 | 10.64 | TRUE | 1 | 1.6488 | FALSE | results/smooth_baseline/model.json
May24_3 | 0.0034 | 29.64 | 8.046 | 0.087 | 20.7 | 1.05 | 22 | 88.9 | 15 | 13.3858 | 1.2446 | 28.4353 | 1000 | 14.4 | 0.001 | Constant | 1 | -8.196 | -4.9433 | 28.64 | 349 | m12/q2 | 2000 | 4.32 | TRUE | 1 | 1.3569 | FALSE | results/smooth_baseline/model.json
May24_7 | 0.0034 | 33.94 | 8.079 | 0.087 | 20.7 | 1.05 | 22 | 88.9 | 15 | 13.3858 | 1.2446 | 28.4353 | 1000 | 14.4 | 0.001 | Constant | 1 | -8.196 | -4.9433 | 32.94 | 761 | m12/q2 | 2000 | 9.51 | TRUE | 1 | 2.685 | FALSE | results/smooth_baseline/model.json
May27_3 | 0.0034 | 31.08 | 7.983 | 0.087 | 20.7 | 1.05 | 22 | 88.9 | 15 | 13.3858 | 1.2446 | 28.4353 | 1000 | 14.4 | 0.001 | Constant | 1 | -8.196 | -4.9433 | 30.08 | 365 | m12/q2 | 2000 | 4.9 | TRUE | 1 | 2.036 | FALSE | results/smooth_baseline/model.json
May27_7 | 0.0034 | 35.18 | 8.157 | 0.087 | 20.7 | 1.05 | 22 | 88.9 | 15 | 13.3858 | 1.2446 | 28.4353 | 1000 | 14.4 | 0.001 | Constant | 1 | -8.196 | -4.9433 | 34.18 | 1059 | m12/q2 | 2000 | 13.38 | TRUE | 1 | 2.7752 | FALSE | results/smooth_baseline/model.json
June1_3 | 0.0034 | 35.03 | 8.158 | 0.087 | 20.7 | 1.05 | 22 | 88.9 | 15 | 13.3858 | 1.2446 | 28.4353 | 1000 | 14.4 | 0.001 | Constant | 1 | -8.196 | -4.9433 | 34.03 | 906 | m12/q2 | 2000 | 11.19 | TRUE | 1 | 2.7641 | FALSE | results/smooth_baseline/model.json
June1_4 | 0.0033 | 35.06 | 8.134 | 0.087 | 20.7 | 1.05 | 22 | 88.9 | 15 | 13.3858 | 1.2446 | 28.4353 | 1000 | 14.4 | 0.001 | Constant | 1 | -8.196 | -4.9433 | 34.06 | 971 | m12/q2 | 2000 | 12.62 | TRUE | 1 | 2.8592 | FALSE | results/smooth_baseline/model.json
May19_1 | 0.0034 | 36.46 | 8.095 | 0.087 | 20.7 | 1.05 | 22 | 88.9 | 15 | 13.3858 | 1.2446 | 28.4353 | 1000 | 14.4 | 0.001 | Constant | 1 | -8.196 | -4.9433 | 35.46 | 2819 | m12/q3 | 3000 | 20.42 | TRUE | 1 | 3.1971 | FALSE | results/smooth_baseline/model.json
May21_3 | 0.0034 | 36.04 | 8.001 | 0.087 | 20.7 | 1.05 | 22 | 88.9 | 15 | 13.3858 | 1.2446 | 28.4353 | 1000 | 14.4 | 0.001 | Constant | 1 | -8.196 | -4.9433 | 35.04 | 3039 | m12/q3 | 3000 | 22.63 | TRUE | 1 | 3.1711 | FALSE | results/smooth_baseline/model.json
May22_2 | 0.0034 | 37.89 | 8.087 | 0.087 | 20.7 | 1.05 | 22 | 88.9 | 15 | 13.3858 | 1.2446 | 28.4353 | 1000 | 14.4 | 0.001 | Constant | 1 | -8.196 | -4.9433 | 36.89 | 1883 | m12/q3 | 3000 | 13.55 | TRUE | 1 | 2.7636 | FALSE | results/smooth_baseline/model.json
May22_6 | 0.0034 | 39 | 7.953 | 0.087 | 20.7 | 1.05 | 22 | 88.9 | 15 | 13.3858 | 1.2446 | 28.4353 | 1000 | 14.4 | 0.001 | Constant | 1 | -8.196 | -4.9433 | 38 | 1119 | m12/q3 | 3000 | 7.86 | TRUE | 1 | 1.951 | FALSE | results/smooth_baseline/model.json
May24_1 | 0.0035 | 27.29 | 7.996 | 0.087 | 20.7 | 1.05 | 22 | 88.9 | 15 | 13.3858 | 1.2446 | 28.4353 | 1000 | 14.4 | 0.001 | Constant | 1 | -8.196 | -4.9433 | 26.29 | 379 | m12/q3 | 3000 | 2.97 | TRUE | 1 | 0.80764 | TRUE | results/smooth_baseline/model.json
May24_5 | 0.0034 | 31.54 | 8.072 | 0.087 | 20.7 | 1.05 | 22 | 88.9 | 15 | 13.3858 | 1.2446 | 28.4353 | 1000 | 14.4 | 0.001 | Constant | 1 | -8.196 | -4.9433 | 30.54 | 459 | m12/q3 | 3000 | 3.92 | TRUE | 1 | 2.3969 | FALSE | results/smooth_baseline/model.json
May27_1 | 0.0035 | 31.03 | 8.01 | 0.087 | 20.7 | 1.05 | 22 | 88.9 | 15 | 13.3858 | 1.2446 | 28.4353 | 1000 | 14.4 | 0.001 | Constant | 1 | -8.196 | -4.9433 | 30.03 | 416 | m12/q3 | 3000 | 3.62 | TRUE | 1 | 2.2655 | FALSE | results/smooth_baseline/model.json
May27_5 | 0.0034 | 34.02 | 8.158 | 0.087 | 20.7 | 1.05 | 22 | 88.9 | 15 | 13.3858 | 1.2446 | 28.4353 | 1000 | 14.4 | 0.001 | Constant | 1 | -8.196 | -4.9433 | 33.02 | 694 | m12/q3 | 3000 | 5.83 | TRUE | 1 | 3.1099 | FALSE | results/smooth_baseline/model.json
May27_9 | 0.0034 | 36.47 | 8.117 | 0.087 | 20.7 | 1.05 | 22 | 88.9 | 15 | 13.3858 | 1.2446 | 28.4353 | 1000 | 14.4 | 0.001 | Constant | 1 | -8.196 | -4.9433 | 35.47 | 2326 | m12/q3 | 3000 | 18.35 | TRUE | 1 | 3.2003 | FALSE | results/smooth_baseline/model.json
June1_1 | 0.0035 | 34.32 | 8.15 | 0.087 | 20.7 | 1.05 | 22 | 88.9 | 15 | 13.3858 | 1.2446 | 28.4353 | 1000 | 14.4 | 0.001 | Constant | 1 | -8.196 | -4.9433 | 33.32 | 754 | m12/q3 | 3000 | 6.59 | TRUE | 1 | 3.0983 | FALSE | results/smooth_baseline/model.json
May19_4 | 0.0043 | 36.57 | 7.964 | 0.087 | 20.7 | 1.05 | 22 | 88.9 | 15 | 13.3858 | 1.2446 | 28.4353 | 1000 | 14.4 | 0.001 | Constant | 1 | -8.196 | -4.9433 | 35.57 | 1865 | m15/q2 | 2000 | 22.51 | TRUE | 1 | 1.9801 | FALSE | results/smooth_baseline/model.json
May21_7 | 0.0042 | 35.96 | 7.947 | 0.087 | 20.7 | 1.05 | 22 | 88.9 | 15 | 13.3858 | 1.2446 | 28.4353 | 1000 | 14.4 | 0.001 | Constant | 1 | -8.196 | -4.9433 | 34.96 | 2343 | m15/q2 | 2000 | 30.08 | TRUE | 1 | 2.1124 | FALSE | results/smooth_baseline/model.json
May22_5 | 0.0041 | 38.02 | 7.975 | 0.087 | 20.7 | 1.05 | 22 | 88.9 | 15 | 13.3858 | 1.2446 | 28.4353 | 1000 | 14.4 | 0.001 | Constant | 1 | -8.196 | -4.9433 | 37.02 | 1325 | m15/q2 | 2000 | 14.36 | TRUE | 1 | 1.7081 | FALSE | results/smooth_baseline/model.json
May22_9 | 0.0042 | 39.47 | 7.969 | 0.087 | 20.7 | 1.05 | 22 | 88.9 | 15 | 13.3858 | 1.2446 | 28.4353 | 1000 | 14.4 | 0.001 | Constant | 1 | -8.196 | -4.9433 | 38.47 | 994 | m15/q2 | 2000 | 10.9 | TRUE | 1 | 1.2146 | FALSE | results/smooth_baseline/model.json
May24_4 | 0.0042 | 29.66 | 8.003 | 0.087 | 20.7 | 1.05 | 22 | 88.9 | 15 | 13.3858 | 1.2446 | 28.4353 | 1000 | 14.4 | 0.001 | Constant | 1 | -8.196 | -4.9433 | 28.66 | 332 | m15/q2 | 2000 | 4.68 | TRUE | 1 | 1.1821 | FALSE | results/smooth_baseline/model.json
May24_8 | 0.0043 | 33.92 | 8.081 | 0.087 | 20.7 | 1.05 | 22 | 88.9 | 15 | 13.3858 | 1.2446 | 28.4353 | 1000 | 14.4 | 0.001 | Constant | 1 | -8.196 | -4.9433 | 32.92 | 776 | m15/q2 | 2000 | 10.37 | TRUE | 1 | 2.1237 | FALSE | results/smooth_baseline/model.json
May27_4 | 0.0043 | 31.13 | 7.95 | 0.087 | 20.7 | 1.05 | 22 | 88.9 | 15 | 13.3858 | 1.2446 | 28.4353 | 1000 | 14.4 | 0.001 | Constant | 1 | -8.196 | -4.9433 | 30.13 | 369 | m15/q2 | 2000 | 5.57 | TRUE | 1 | 1.7029 | FALSE | results/smooth_baseline/model.json
May27_8 | 0.0043 | 35.59 | 8.126 | 0.087 | 20.7 | 1.05 | 22 | 88.9 | 15 | 13.3858 | 1.2446 | 28.4353 | 1000 | 14.4 | 0.001 | Constant | 1 | -8.196 | -4.9433 | 34.59 | 1651 | m15/q2 | 2000 | 21.47 | TRUE | 1 | 2.206 | FALSE | results/smooth_baseline/model.json
June1_5 | 0.0041 | 35 | 8.125 | 0.087 | 20.7 | 1.05 | 22 | 88.9 | 15 | 13.3858 | 1.2446 | 28.4353 | 1000 | 14.4 | 0.001 | Constant | 1 | -8.196 | -4.9433 | 34 | 1025 | m15/q2 | 2000 | 14.14 | TRUE | 1 | 2.3103 | FALSE | results/smooth_baseline/model.json
May19_2 | 0.0042 | 36.59 | 8.077 | 0.087 | 20.7 | 1.05 | 22 | 88.9 | 15 | 13.3858 | 1.2446 | 28.4353 | 1000 | 14.4 | 0.001 | Constant | 1 | -8.196 | -4.9433 | 35.59 | 2964 | m15/q3 | 3000 | 22.95 | TRUE | 1 | 2.553 | FALSE | results/smooth_baseline/model.json
May21_4 | 0.0043 | 36.07 | 7.969 | 0.087 | 20.7 | 1.05 | 22 | 88.9 | 15 | 13.3858 | 1.2446 | 28.4353 | 1000 | 14.4 | 0.001 | Constant | 1 | -8.196 | -4.9433 | 35.07 | 3027 | m15/q3 | 3000 | 23.86 | TRUE | 1 | 2.4735 | FALSE | results/smooth_baseline/model.json
May22_3 | 0.0042 | 37.99 | 8.055 | 0.087 | 20.7 | 1.05 | 22 | 88.9 | 15 | 13.3858 | 1.2446 | 28.4353 | 1000 | 14.4 | 0.001 | Constant | 1 | -8.196 | -4.9433 | 36.99 | 1725 | m15/q3 | 3000 | 12.69 | TRUE | 1 | 2.1519 | FALSE | results/smooth_baseline/model.json
May22_7 | 0.0043 | 39.31 | 7.933 | 0.087 | 20.7 | 1.05 | 22 | 88.9 | 15 | 13.3858 | 1.2446 | 28.4353 | 1000 | 14.4 | 0.001 | Constant | 1 | -8.196 | -4.9433 | 38.31 | 1094 | m15/q3 | 3000 | 7.94 | TRUE | 1 | 1.3937 | FALSE | results/smooth_baseline/model.json
May24_2 | 0.0042 | 28.09 | 7.979 | 0.087 | 20.7 | 1.05 | 22 | 88.9 | 15 | 13.3858 | 1.2446 | 28.4353 | 1000 | 14.4 | 0.001 | Constant | 1 | -8.196 | -4.9433 | 27.09 | 370 | m15/q3 | 3000 | 3.13 | TRUE | 1 | 0.92531 | FALSE | results/smooth_baseline/model.json
May24_6 | 0.0042 | 32.76 | 8.077 | 0.087 | 20.7 | 1.05 | 22 | 88.9 | 15 | 13.3858 | 1.2446 | 28.4353 | 1000 | 14.4 | 0.001 | Constant | 1 | -8.196 | -4.9433 | 31.76 | 545 | m15/q3 | 3000 | 5.05 | TRUE | 1 | 2.3285 | FALSE | results/smooth_baseline/model.json
May27_2 | 0.0044 | 31.51 | 7.994 | 0.087 | 20.7 | 1.05 | 22 | 88.9 | 15 | 13.3858 | 1.2446 | 28.4353 | 1000 | 14.4 | 0.001 | Constant | 1 | -8.196 | -4.9433 | 30.51 | 420 | m15/q3 | 3000 | 4.13 | TRUE | 1 | 1.9964 | FALSE | results/smooth_baseline/model.json
May27_6 | 0.0042 | 34.55 | 8.166 | 0.087 | 20.7 | 1.05 | 22 | 88.9 | 15 | 13.3858 | 1.2446 | 28.4353 | 1000 | 14.4 | 0.001 | Constant | 1 | -8.196 | -4.9433 | 33.55 | 859 | m15/q3 | 3000 | 7.73 | TRUE | 1 | 2.6232 | FALSE | results/smooth_baseline/model.json
May27_10 | 0.0043 | 36.23 | 8.094 | 0.087 | 20.7 | 1.05 | 22 | 88.9 | 15 | 13.3858 | 1.2446 | 28.4353 | 1000 | 14.4 | 0.001 | Constant | 1 | -8.196 | -4.9433 | 35.23 | 2642 | m15/q3 | 3000 | 22.14 | TRUE | 1 | 2.5655 | FALSE | results/smooth_baseline/model.json
June1_2 | 0.0042 | 34.63 | 8.129 | 0.087 | 20.7 | 1.05 | 22 | 88.9 | 15 | 13.3858 | 1.2446 | 28.4353 | 1000 | 14.4 | 0.001 | Constant | 1 | -8.196 | -4.9433 | 33.63 | 924 | m15/q3 | 3000 | 8.5 | TRUE | 1 | 2.6563 | FALSE | results/smooth_baseline/model.json

## May19_3
pos | roughness | Re_CO2 | Re_H2O | CO2b | CO2w | H2Ob | H2Ow | H2Ob_at_pos | dT_bulk | Q | q_CO2 | q_H2O | Q_leak | lmtd | CO2_heat_friction_factor | CO2_hydraulic_friction_factor | CO2_phase_bulk | CO2_Pr_branch | CO2_Re_film | CO2_Cp_bulk_J_kgK | CO2_Cp_integrated_J_kgK | CO2_Pr_used | CO2_k_film_W_mK | CO2_node_heat_flux_W_m2 | H2O_node_heat_flux_W_m2 | CO2_correlation_wall_flux_residual_W_m2 | CO2_final_wall_flux_residual_W_m2 | H2O_final_wall_flux_residual_W_m2 | wall_conduction_residual_K | Nu_CO2 | htc_CO2 | Nu_H2O | htc_H2O | CO2_mCp | H2O_mCp | r_CO2 | r_cond | r_H2O | U | CO2_visc | CO2_acc | CO2_tot | Ve_CO2 | H2O_visc | H2O_acc | H2O_tot | Ve_H2O | CO2_dp_cumulative_psi | C | NTU | effectiveness | overall effectiveness
0 | 0.010524 | 12956.0405 | 1275.0306 | 309.4196 | 308.4992 | 294.0317 | 308.3827 | 294.0317 | 15.3879 | -3.0857 | -1467.555 | 1237.4424 | -0.28558 | 15.3564 | 0.043384 | 0.042611 | supercritical | integrated_cp_bulk_transport | 12459.4612 | 12327.2505 | 16283.5897 | 6.5154 | 0.068289 | -1469.7 | 1239.251 | 1.9441e-05 | -0.00014088 | 0.00021949 | -4.7988e-08 | 312.9891 | 1596.7477 | 8.1909 | 86.3529 | 41.9126 | 363.9598 | 0.29785 | 0.0377 | 4.644 | 95.5098 | 0 | 0 | 0 | 0.069683 | 0.015469 | 9.6857e-07 | 0.01547 | 0.022022 | 0 | 0.11516 | 0.0047915 | 0.47787 | 0
0.05 | 0.010524 | 12887.3147 | 1274.7451 | 309.3473 | 308.4481 | 294.0224 | 308.3319 | 294.0224 | 15.3249 | -3.0769 | -1463.367 | 1233.911 | -0.28558 | 15.2946 | 0.043412 | 0.042631 | supercritical | integrated_cp_bulk_transport | 12379.9631 | 12763.29 | 16948.8176 | 6.7313 | 0.069256 | -1465.4107 | 1235.6343 | -2.6536e-05 | -1.5246e-05 | 0.00027045 | -5.6599e-08 | 314.9925 | 1629.7298 | 8.1909 | 86.3506 | 43.3952 | 363.9603 | 0.29182 | 0.0377 | 4.6441 | 95.6232 | 0.13352 | -0.012485 | 0.12103 | 0.069167 | 0.015472 | 9.6561e-07 | 0.015473 | 0.022022 | 1.7554e-05 | 0.11923 | 0.0046333 | 0.46213 | 0.71966
0.1 | 0.010524 | 12818.2281 | 1274.4604 | 309.2776 | 308.399 | 294.0132 | 308.2832 | 294.0132 | 15.2644 | -3.0685 | -1459.3763 | 1230.5461 | -0.28558 | 15.2354 | 0.043441 | 0.04265 | supercritical | integrated_cp_bulk_transport | 12299.8268 | 13216.1188 | 17641.5291 | 6.955 | 0.070236 | -1461.3237 | 1232.1882 | -2.8522e-05 | 0.00015904 | 0.00032277 | -6.5038e-08 | 316.9934 | 1663.2851 | 8.1909 | 86.3482 | 44.9348 | 363.9608 | 0.28594 | 0.0377 | 4.6442 | 95.7341 | 0.13259 | -0.012376 | 0.12021 | 0.068654 | 0.015476 | 9.6276e-07 | 0.015477 | 0.022022 | 3.499e-05 | 0.12346 | 0.0044797 | 0.44684 | 1.4373
0.15 | 0.010524 | 12748.7862 | 1274.1764 | 309.2105 | 308.3518 | 294.0039 | 308.2363 | 294.0039 | 15.2065 | -3.0605 | -1455.573 | 1227.3392 | -0.28558 | 15.1788 | 0.04347 | 0.04267 | supercritical | integrated_cp_bulk_transport | 12219.0403 | 13686.2604 | 18361.6582 | 7.1862 | 0.071228 | -1457.4292 | 1228.9043 | -1.8384e-05 | 0.00034955 | 0.00037464 | -7.33e-08 | 318.9844 | 1697.3703 | 8.1909 | 86.3459 | 46.5333 | 363.9613 | 0.28019 | 0.0377 | 4.6443 | 95.8424 | 0.13167 | -0.01227 | 0.1194 | 0.068147 | 0.015479 | 9.6004e-07 | 0.01548 | 0.022022 | 5.2307e-05 | 0.12785 | 0.0043307 | 0.43201 | 2.1529
0.2 | 0.010524 | 12678.9947 | 1273.8931 | 309.1458 | 308.3065 | 293.9948 | 308.1912 | 293.9948 | 15.1511 | -3.0529 | -1451.9471 | 1224.2818 | -0.28558 | 15.1245 | 0.0435 | 0.042691 | supercritical | integrated_cp_bulk_transport | 12137.5885 | 14174.238 | 19108.693 | 7.4246 | 0.072232 | -1453.7171 | 1225.7743 | -2.5758e-05 | 0.00052572 | 0.00042434 | -8.1355e-08 | 320.9566 | 1731.927 | 8.1909 | 86.3436 | 48.1924 | 363.9618 | 0.2746 | 0.0377 | 4.6445 | 95.9481 | 0.13076 | -0.012166 | 0.11859 | 0.067643 | 0.015483 | 9.5742e-07 | 0.015484 | 0.022022 | 6.9507e-05 | 0.13241 | 0.0041862 | 0.41763 | 2.8667
0.25 | 0.010524 | 12608.8591 | 1273.6104 | 309.0836 | 308.2628 | 293.9856 | 308.1479 | 293.9856 | 15.098 | -3.0456 | -1448.4882 | 1221.3653 | -0.28558 | 15.0726 | 0.043531 | 0.042711 | supercritical | integrated_cp_bulk_transport | 12055.4518 | 14680.5718 | 19881.5544 | 7.6699 | 0.073246 | -1450.1773 | 1222.7895 | -3.3702e-05 | 0.00066006 | 0.00047059 | -8.9405e-08 | 322.8988 | 1766.8781 | 8.1909 | 86.3413 | 49.9139 | 363.9623 | 0.26917 | 0.0377 | 4.6446 | 96.051 | 0.12985 | -0.012063 | 0.11779 | 0.067144 | 0.015486 | 9.5491e-07 | 0.015487 | 0.022022 | 8.6591e-05 | 0.13714 | 0.0040462 | 0.40369 | 3.5787
0.3 | 0.010524 | 12538.3849 | 1273.3284 | 309.0236 | 308.2208 | 293.9764 | 308.1061 | 293.9764 | 15.0472 | -3.0387 | -1445.1861 | 1218.5809 | -0.28558 | 15.0229 | 0.043562 | 0.042732 | supercritical | integrated_cp_bulk_transport | 11972.6059 | 15205.7724 | 20678.4668 | 7.9211 | 0.074271 | -1446.7994 | 1219.9413 | -4.1036e-05 | 0.00088325 | 0.00051907 | -9.6713e-08 | 324.7972 | 1802.1248 | 8.1909 | 86.339 | 51.6996 | 363.9629 | 0.26391 | 0.0377 | 4.6447 | 96.1508 | 0.12896 | -0.011963 | 0.11699 | 0.066649 | 0.015489 | 9.525e-07 | 0.01549 | 0.022022 | 0.00010356 | 0.14205 | 0.0039105 | 0.39018 | 4.289
0.35 | 0.010524 | 12467.5778 | 1273.047 | 308.9659 | 308.1803 | 293.9673 | 308.0658 | 293.9673 | 14.9986 | -3.0321 | -1442.0298 | 1215.9196 | -0.28558 | 14.9753 | 0.043594 | 0.042753 | supercritical | integrated_cp_bulk_transport | 11889.0215 | 15750.3364 | 21496.8384 | 8.1773 | 0.075304 | -1443.5729 | 1217.2207 | -1.8173e-05 | 0.0010927 | 0.00056485 | -1.039e-07 | 326.6358 | 1837.5424 | 8.1909 | 86.3367 | 53.5511 | 363.9634 | 0.25882 | 0.0377 | 4.6448 | 96.2474 | 0.12807 | -0.011864 | 0.11621 | 0.066158 | 0.015493 | 9.5017e-07 | 0.015494 | 0.022022 | 0.00012041 | 0.14713 | 0.0037791 | 0.37709 | 4.9977
0.4 | 0.010524 | 12396.4436 | 1272.7662 | 308.9102 | 308.1411 | 293.9582 | 308.027 | 293.9582 | 14.952 | -3.0257 | -1439.0087 | 1213.3721 | -0.28558 | 14.9298 | 0.043627 | 0.042775 | supercritical | integrated_cp_bulk_transport | 11804.664 | 16314.7343 | 22333.1555 | 8.4372 | 0.076345 | -1440.487 | 1214.6186 | -2.0994e-05 | 0.0012752 | 0.00060717 | -1.1072e-07 | 328.3958 | 1872.9782 | 8.1909 | 86.3344 | 55.4701 | 363.9639 | 0.25392 | 0.0377 | 4.645 | 96.3404 | 0.12719 | -0.011767 | 0.11542 | 0.06567 | 0.015496 | 9.4793e-07 | 0.015497 | 0.022022 | 0.00013715 | 0.15241 | 0.0036519 | 0.36442 | 5.7048
0.45 | 0.010524 | 12324.9883 | 1272.486 | 308.8566 | 308.1033 | 293.9491 | 307.9894 | 293.9491 | 14.9075 | -3.0196 | -1436.1115 | 1210.9292 | -0.28558 | 14.8863 | 0.04366 | 0.042796 | supercritical | integrated_cp_bulk_transport | 11719.495 | 16899.3981 | 23182.9183 | 8.6991 | 0.077391 | -1437.5306 | 1212.1258 | -2.3825e-05 | 0.0014548 | 0.00064684 | -1.171e-07 | 330.0564 | 1908.248 | 8.1909 | 86.3321 | 57.458 | 363.9644 | 0.24923 | 0.0377 | 4.6451 | 96.4297 | 0.12632 | -0.011672 | 0.11465 | 0.065187 | 0.0155 | 9.4577e-07 | 0.015501 | 0.022022 | 0.00015378 | 0.15787 | 0.0035288 | 0.35216 | 6.4105
0.5 | 0.010524 | 12253.218 | 1272.2063 | 308.805 | 308.0667 | 293.94 | 307.9529 | 293.94 | 14.865 | -3.0138 | -1433.327 | 1208.5813 | -0.28558 | 14.8446 | 0.043694 | 0.042819 | supercritical | integrated_cp_bulk_transport | 11633.4723 | 17504.7036 | 24040.6315 | 8.961 | 0.07844 | -1434.6926 | 1209.7328 | -2.6655e-05 | 0.0016302 | 0.00068355 | -1.2298e-07 | 331.5948 | 1943.1357 | 8.1909 | 86.3298 | 59.516 | 363.9649 | 0.24476 | 0.0377 | 4.6452 | 96.5149 | 0.12545 | -0.011578 | 0.11388 | 0.064708 | 0.015503 | 9.4367e-07 | 0.015504 | 0.022022 | 0.0001703 | 0.16352 | 0.0034098 | 0.3403 | 7.1147
0.55 | 0.010524 | 12181.1391 | 1271.9271 | 308.7552 | 308.0311 | 293.9309 | 307.9176 | 293.9309 | 14.8243 | -3.0081 | -1430.6438 | 1206.3188 | -0.28558 | 14.8048 | 0.043729 | 0.042841 | supercritical | integrated_cp_bulk_transport | 11546.5526 | 18130.9474 | 24899.8634 | 9.2208 | 0.079489 | -1431.9616 | 1207.43 | -2.9466e-05 | 0.0017995 | 0.00071694 | -1.283e-07 | 332.9875 | 1977.3928 | 8.1909 | 86.3276 | 61.6452 | 363.9654 | 0.24052 | 0.0377 | 4.6453 | 96.5956 | 0.1246 | -0.011485 | 0.11311 | 0.064233 | 0.015506 | 9.4164e-07 | 0.015507 | 0.022022 | 0.0001867 | 0.16937 | 0.0032947 | 0.32884 | 7.8176
0.6 | 0.010524 | 12108.7584 | 1271.6485 | 308.7073 | 307.9964 | 293.9219 | 307.8831 | 293.9219 | 14.7854 | -3.0027 | -1428.0506 | 1204.1322 | -0.28558 | 14.7668 | 0.043765 | 0.042864 | supercritical | integrated_cp_bulk_transport | 11458.6937 | 18778.317 | 25753.3819 | 9.4758 | 0.080534 | -1429.3262 | 1205.2078 | -3.2224e-05 | 0.0019614 | 0.00074671 | -1.3301e-07 | 334.2103 | 2010.7397 | 8.1909 | 86.3253 | 63.8463 | 363.9659 | 0.23653 | 0.0377 | 4.6455 | 96.6715 | 0.12375 | -0.011394 | 0.11235 | 0.063761 | 0.01551 | 9.3967e-07 | 0.015511 | 0.022022 | 0.000203 | 0.17542 | 0.0031837 | 0.31777 | 8.5192
0.65 | 0.010524 | 12036.0835 | 1271.3703 | 308.6611 | 307.9626 | 293.9129 | 307.8495 | 293.9129 | 14.7482 | -2.9974 | -1425.5359 | 1202.0119 | -0.28558 | 14.7304 | 0.043801 | 0.042887 | supercritical | integrated_cp_bulk_transport | 11369.8582 | 19446.8545 | 26593.3614 | 9.7237 | 0.08157 | -1426.7751 | 1203.0568 | -3.501e-05 | 0.0015707 | 0.00074979 | -1.3918e-07 | 335.2404 | 2042.8688 | 8.1909 | 86.323 | 66.1193 | 363.9664 | 0.23281 | 0.0377 | 4.6456 | 96.7422 | 0.1229 | -0.011304 | 0.1116 | 0.063293 | 0.015513 | 9.3774e-07 | 0.015514 | 0.022022 | 0.00021918 | 0.18166 | 0.0030765 | 0.30709 | 9.2194
0.7 | 0.010524 | 11963.1205 | 1271.0925 | 308.6165 | 307.9296 | 293.9038 | 307.8167 | 293.9038 | 14.7127 | -2.9922 | -1423.0888 | 1199.9485 | -0.28558 | 14.6957 | 0.043839 | 0.04291 | supercritical | integrated_cp_bulk_transport | 11280.0169 | 20136.412 | 27411.6466 | 9.9617 | 0.08259 | -1424.297 | 1200.9672 | -3.7639e-05 | 0.0022563 | 0.00079426 | -1.4034e-07 | 336.0566 | 2073.4486 | 8.1909 | 86.3207 | 68.4638 | 363.9669 | 0.22937 | 0.0377 | 4.6457 | 96.8074 | 0.12207 | -0.011215 | 0.11085 | 0.062829 | 0.015516 | 9.3586e-07 | 0.015517 | 0.022022 | 0.00023526 | 0.1881 | 0.0029731 | 0.29679 | 9.9185
0.75 | 0.010524 | 11889.8788 | 1270.8153 | 308.5736 | 307.8972 | 293.8948 | 307.7844 | 293.8948 | 14.6787 | -2.9872 | -1420.6981 | 1197.9326 | -0.28558 | 14.6625 | 0.043877 | 0.042934 | supercritical | integrated_cp_bulk_transport | 11189.1538 | 20846.5984 | 28200.0525 | 10.1873 | 0.083587 | -1421.8808 | 1198.9299 | -3.9724e-05 | 0.0023862 | 0.00081135 | -1.4283e-07 | 336.6404 | 2102.1294 | 8.1909 | 86.3185 | 70.8785 | 363.9674 | 0.22624 | 0.0377 | 4.6458 | 96.8667 | 0.12124 | -0.011127 | 0.11011 | 0.062369 | 0.01552 | 9.3401e-07 | 0.015521 | 0.022022 | 0.00025123 | 0.19474 | 0.0028736 | 0.28687 | 10.6164
0.8 | 0.010524 | 11816.3665 | 1270.5385 | 308.5321 | 307.8652 | 293.8858 | 307.7527 | 293.8858 | 14.6463 | -2.9823 | -1418.3531 | 1195.9553 | -0.28558 | 14.6308 | 0.043917 | 0.042958 | supercritical | integrated_cp_bulk_transport | 11097.271 | 21576.7189 | 28950.6816 | 10.3983 | 0.084553 | -1419.5156 | 1196.9356 | -1.6975e-05 | 0.0025269 | 0.00082476 | -1.4449e-07 | 336.9772 | 2128.5519 | 8.1909 | 86.3162 | 73.3609 | 363.968 | 0.22344 | 0.0377 | 4.6459 | 96.9198 | 0.12042 | -0.01104 | 0.10938 | 0.061912 | 0.015523 | 9.3219e-07 | 0.015524 | 0.022022 | 0.0002671 | 0.20156 | 0.0027779 | 0.27732 | 11.313
0.85 | 0.010524 | 11742.5927 | 1270.2621 | 308.4922 | 307.8337 | 293.8769 | 307.7214 | 293.8769 | 14.6153 | -2.9774 | -1416.0438 | 1194.0082 | -0.28558 | 14.6005 | 0.043958 | 0.042983 | supercritical | integrated_cp_bulk_transport | 11004.3949 | 22325.7076 | 29656.3163 | 10.5925 | 0.085478 | -1417.191 | 1194.9754 | -1.7777e-05 | 0.0026292 | 0.00083249 | -1.4532e-07 | 337.0569 | 2152.359 | 8.1909 | 86.3139 | 75.9074 | 363.9685 | 0.22096 | 0.0377 | 4.6461 | 96.9662 | 0.1196 | -0.010954 | 0.10865 | 0.061458 | 0.015527 | 9.304e-07 | 0.015527 | 0.022022 | 0.00028286 | 0.20855 | 0.002686 | 0.26816 | 12.0086
0.9 | 0.010524 | 11668.5672 | 1269.9862 | 308.4536 | 307.8025 | 293.8679 | 307.6904 | 293.8679 | 14.5857 | -2.9726 | -1413.7626 | 1192.0846 | -0.28558 | 14.5716 | 0.043999 | 0.043008 | supercritical | integrated_cp_bulk_transport | 10910.5844 | 23092.0535 | 30311.003 | 10.7686 | 0.086353 | -1414.8971 | 1193.0412 | -1.8306e-05 | 0.002716 | 0.00083558 | -1.4532e-07 | 336.8758 | 2173.2161 | 8.1909 | 86.3117 | 78.513 | 363.969 | 0.21884 | 0.0377 | 4.6462 | 97.0058 | 0.1188 | -0.010869 | 0.10793 | 0.061008 | 0.01553 | 9.2862e-07 | 0.015531 | 0.022022 | 0.00029851 | 0.21571 | 0.0025979 | 0.25938 | 12.703
0.95 | 0.010524 | 11594.3003 | 1269.7107 | 308.4164 | 307.7716 | 293.8589 | 307.6596 | 293.8589 | 14.5574 | -2.9679 | -1411.5034 | 1190.1797 | -0.28558 | 14.5439 | 0.044042 | 0.043033 | supercritical | integrated_cp_bulk_transport | 10815.9812 | 23873.7266 | 30915.2178 | 10.9273 | 0.087166 | -1412.6284 | 1191.1283 | -1.8559e-05 | 0.0027895 | 0.00083524 | -1.4471e-07 | 336.4549 | 2190.9404 | 8.1909 | 86.3094 | 81.1707 | 363.9695 | 0.21707 | 0.0377 | 4.6463 | 97.0384 | 0.118 | -0.010784 | 0.10721 | 0.060562 | 0.015533 | 9.2686e-07 | 0.015534 | 0.022022 | 0.00031406 | 0.22302 | 0.0025137 | 0.25098 | 13.3962
1 | 0.010524 | 11519.8028 | 1269.4356 | 308.3804 | 307.7409 | 293.85 | 307.6291 | 293.85 | 14.5304 | [5 empty] | 0.044086 | 0.043059 | supercritical | integrated_cp_bulk_transport | 10720.7527 | 24668.1038 | 31469.1003 | 11.0696 | 0.087908 | -1410.3789 | 1189.2315 | -1.8463e-05 | 0.0028467 | 0.00083038 | -1.4329e-07 | 335.8125 | 2205.3583 | 8.1909 | 86.3072 | 83.8716 | 363.97 | 0.21565 | 0.0377 | 4.6464 | 97.0641 | 0.1172 | -0.0107 | 0.1065 | 0.060119 | 0 | 0 | 0 | 0.022022 | 0.00032951 | 0.23044 | 0.0024334 | 0.24297 | 14.0884

## May21_5
pos | roughness | Re_CO2 | Re_H2O | CO2b | CO2w | H2Ob | H2Ow | H2Ob_at_pos | dT_bulk | Q | q_CO2 | q_H2O | Q_leak | lmtd | CO2_heat_friction_factor | CO2_hydraulic_friction_factor | CO2_phase_bulk | CO2_Pr_branch | CO2_Re_film | CO2_Cp_bulk_J_kgK | CO2_Cp_integrated_J_kgK | CO2_Pr_used | CO2_k_film_W_mK | CO2_node_heat_flux_W_m2 | H2O_node_heat_flux_W_m2 | CO2_correlation_wall_flux_residual_W_m2 | CO2_final_wall_flux_residual_W_m2 | H2O_final_wall_flux_residual_W_m2 | wall_conduction_residual_K | Nu_CO2 | htc_CO2 | Nu_H2O | htc_H2O | CO2_mCp | H2O_mCp | r_CO2 | r_cond | r_H2O | U | CO2_visc | CO2_acc | CO2_tot | Ve_CO2 | H2O_visc | H2O_acc | H2O_tot | Ve_H2O | CO2_dp_cumulative_psi | C | NTU | effectiveness | overall effectiveness
0 | 0.012867 | 12745.5643 | 1274.8209 | 308.5638 | 307.8266 | 294.0249 | 307.7155 | 294.0249 | 14.539 | -2.9447 | -1400.461 | 1180.8687 | -0.28558 | 14.5152 | 0.045853 | 0.045039 | supercritical | integrated_cp_bulk_transport | 12238.8277 | 15062.915 | 20301.6265 | 7.7269 | 0.073263 | -1402.0412 | 1182.2011 | -4.0798e-05 | -5.635e-05 | 0.00023379 | -4.941e-08 | 347.4809 | 1901.8174 | 8.1909 | 86.3512 | 51.2139 | 363.9601 | 0.25007 | 0.0377 | 4.6441 | 96.4333 | 0 | 0 | 0 | 0.067999 | 0.015471 | 9.2774e-07 | 0.015472 | 0.022022 | 0 | 0.14071 | 0.0039592 | 0.39502 | 0
0.05 | 0.012867 | 12677.5629 | 1274.5474 | 308.5074 | 307.787 | 294.016 | 307.6761 | 294.016 | 14.4914 | -2.9382 | -1397.3801 | 1178.2709 | -0.28558 | 14.4686 | 0.045881 | 0.045057 | supercritical | integrated_cp_bulk_transport | 12159.4953 | 15614.3326 | 21163.365 | 7.9942 | 0.07432 | -1398.8811 | 1179.5365 | -2.2064e-05 | 0.00011103 | 0.00027656 | -5.6368e-08 | 349.7592 | 1941.9076 | 8.1909 | 86.3489 | 53.0887 | 363.9606 | 0.24491 | 0.0377 | 4.6442 | 96.532 | 0.13773 | -0.01175 | 0.12598 | 0.067513 | 0.015475 | 9.2548e-07 | 0.015476 | 0.022022 | 1.8271e-05 | 0.14586 | 0.0038233 | 0.38149 | 0.71039
0.1 | 0.012867 | 12609.2351 | 1274.2744 | 308.453 | 307.7489 | 294.0071 | 307.6383 | 294.0071 | 14.4459 | -2.932 | -1394.4529 | 1175.8027 | -0.28558 | 14.4241 | 0.045908 | 0.045075 | supercritical | integrated_cp_bulk_transport | 12079.5019 | 16187.4969 | 22058.9161 | 8.2702 | 0.07539 | -1395.8793 | 1177.0054 | -3.8129e-05 | 0.00024673 | 0.00031685 | -6.3174e-08 | 352.0197 | 1982.6107 | 8.1909 | 86.3467 | 55.0375 | 363.9611 | 0.23988 | 0.0377 | 4.6443 | 96.6283 | 0.1368 | -0.011656 | 0.12514 | 0.06703 | 0.015478 | 9.2332e-07 | 0.015479 | 0.022022 | 3.6422e-05 | 0.15122 | 0.0036916 | 0.36837 | 1.4192
0.15 | 0.012867 | 12540.5852 | 1274.002 | 308.4007 | 307.7124 | 293.9983 | 307.6019 | 293.9983 | 14.4024 | -2.9262 | -1391.6702 | 1173.4563 | -0.28558 | 14.3816 | 0.045937 | 0.045094 | supercritical | integrated_cp_bulk_transport | 11998.8231 | 16783.0995 | 22986.877 | 8.5544 | 0.076473 | -1393.0266 | 1174.6 | -2.0805e-05 | 0.00041789 | 0.00035742 | -6.9785e-08 | 354.2486 | 2023.8312 | 8.1909 | 86.3445 | 57.0625 | 363.9616 | 0.235 | 0.0377 | 4.6444 | 96.7219 | 0.13588 | -0.011564 | 0.12431 | 0.066552 | 0.015481 | 9.2124e-07 | 0.015482 | 0.022022 | 5.4452e-05 | 0.15678 | 0.003564 | 0.35567 | 2.1266
0.2 | 0.012867 | 12471.6178 | 1273.7301 | 308.3503 | 307.6772 | 293.9895 | 307.567 | 293.9895 | 14.3608 | -2.9206 | -1389.0225 | 1171.2238 | -0.28558 | 14.341 | 0.045965 | 0.045113 | supercritical | integrated_cp_bulk_transport | 11917.429 | 17401.8261 | 23944.9034 | 8.8456 | 0.077568 | -1390.3138 | 1172.3126 | -2.7007e-05 | 0.00056679 | 0.00039561 | -7.6172e-08 | 356.4289 | 2065.445 | 8.1909 | 86.3423 | 59.1662 | 363.9621 | 0.23026 | 0.0377 | 4.6445 | 96.8128 | 0.13496 | -0.011474 | 0.12349 | 0.066077 | 0.015485 | 9.1925e-07 | 0.015486 | 0.022022 | 7.2362e-05 | 0.16256 | 0.0034405 | 0.34336 | 2.8325
0.25 | 0.012867 | 12402.3373 | 1273.4586 | 308.3018 | 307.6433 | 293.9807 | 307.5333 | 293.9807 | 14.3212 | -2.9153 | -1386.5004 | 1169.0971 | -0.28558 | 14.3022 | 0.045995 | 0.045132 | supercritical | integrated_cp_bulk_transport | 11835.2836 | 18044.3474 | 24929.5452 | 9.1427 | 0.078674 | -1387.7313 | 1170.1351 | -3.32e-05 | 0.00071594 | 0.00043222 | -8.2296e-08 | 358.5406 | 2107.2942 | 8.1909 | 86.3401 | 61.3508 | 363.9626 | 0.22569 | 0.0377 | 4.6447 | 96.9006 | 0.13406 | -0.011385 | 0.12267 | 0.065606 | 0.015488 | 9.1734e-07 | 0.015489 | 0.022022 | 9.0154e-05 | 0.16856 | 0.003321 | 0.33146 | 3.5371
0.3 | 0.012867 | 12332.7483 | 1273.1877 | 308.2552 | 307.6106 | 293.9719 | 307.5008 | 293.9719 | 14.2833 | -2.9102 | -1384.0937 | 1167.0678 | -0.28558 | 14.2652 | 0.046025 | 0.045151 | supercritical | integrated_cp_bulk_transport | 11752.3454 | 18711.307 | 25936.1168 | 9.4438 | 0.079788 | -1385.2694 | 1168.0592 | -3.9347e-05 | 0.00086431 | 0.00046703 | -8.8115e-08 | 360.5604 | 2149.1839 | 8.1909 | 86.3379 | 63.6184 | 363.9631 | 0.22129 | 0.0377 | 4.6448 | 96.9852 | 0.13316 | -0.011298 | 0.12186 | 0.065138 | 0.015491 | 9.1549e-07 | 0.015492 | 0.022022 | 0.00010783 | 0.17479 | 0.0032054 | 0.31994 | 4.2404
0.35 | 0.012867 | 12262.8558 | 1272.9172 | 308.2102 | 307.579 | 293.9631 | 307.4694 | 293.9631 | 14.2472 | -2.9054 | -1381.7926 | 1165.1275 | -0.28558 | 14.2299 | 0.046056 | 0.045171 | supercritical | integrated_cp_bulk_transport | 11668.5673 | 19403.3042 | 26958.6271 | 9.7469 | 0.08091 | -1382.9181 | 1166.0765 | -4.5866e-05 | 0.0010104 | 0.00049977 | -9.3586e-08 | 362.4625 | 2190.8787 | 8.1909 | 86.3356 | 65.9712 | 363.9636 | 0.21708 | 0.0377 | 4.6449 | 97.0662 | 0.13227 | -0.011212 | 0.12105 | 0.064674 | 0.015494 | 9.1372e-07 | 0.015495 | 0.022022 | 0.00012539 | 0.18126 | 0.0030937 | 0.30881 | 4.9425
0.4 | 0.012867 | 12192.6647 | 1272.6471 | 308.167 | 307.5484 | 293.9543 | 307.439 | 293.9543 | 14.2127 | -2.9008 | -1379.5868 | 1163.2676 | -0.28558 | 14.1962 | 0.046088 | 0.045191 | supercritical | integrated_cp_bulk_transport | 11583.8985 | 20120.8714 | 27989.7929 | 10.0493 | 0.082034 | -1380.6672 | 1164.1786 | -5.1834e-05 | 0.0011535 | 0.00053011 | -9.8639e-08 | 364.2191 | 2232.1018 | 8.1909 | 86.3334 | 68.411 | 363.9641 | 0.21307 | 0.0377 | 4.645 | 97.1434 | 0.13138 | -0.011128 | 0.12025 | 0.064213 | 0.015498 | 9.12e-07 | 0.015499 | 0.022022 | 0.00014283 | 0.18796 | 0.0029857 | 0.29805 | 5.6434
0.45 | 0.012867 | 12122.1804 | 1272.3775 | 308.1253 | 307.5188 | 293.9456 | 307.4095 | 293.9456 | 14.1798 | -2.8963 | -1377.4659 | 1161.4793 | -0.28558 | 14.1641 | 0.04612 | 0.045211 | supercritical | integrated_cp_bulk_transport | 11498.2868 | 20864.4439 | 29021.1529 | 10.3483 | 0.083159 | -1378.5064 | 1162.3566 | -2.188e-05 | 0.0013277 | 0.00055908 | -1.0322e-07 | 365.8014 | 2272.535 | 8.1909 | 86.3312 | 70.9391 | 363.9646 | 0.20928 | 0.0377 | 4.6451 | 97.2163 | 0.1305 | -0.011044 | 0.11946 | 0.063756 | 0.015501 | 9.1033e-07 | 0.015502 | 0.022022 | 0.00016015 | 0.19491 | 0.0028815 | 0.28765 | 6.3432
0.5 | 0.012867 | 12051.4084 | 1272.1082 | 308.0853 | 307.4899 | 293.9368 | 307.3808 | 293.9368 | 14.1484 | -2.892 | -1375.4198 | 1159.754 | -0.28558 | 14.1335 | 0.046153 | 0.045232 | supercritical | integrated_cp_bulk_transport | 11411.6811 | 21634.3218 | 30043.2876 | 10.6408 | 0.084279 | -1376.4255 | 1160.602 | -2.4207e-05 | 0.0014746 | 0.00058438 | -1.0726e-07 | 367.1808 | 2311.821 | 8.1909 | 86.329 | 73.5567 | 363.9651 | 0.20572 | 0.0377 | 4.6453 | 97.2846 | 0.12963 | -0.010962 | 0.11867 | 0.063302 | 0.015504 | 9.0871e-07 | 0.015505 | 0.022022 | 0.00017736 | 0.2021 | 0.0027809 | 0.27763 | 7.0419
0.55 | 0.012867 | 11980.3547 | 1271.8393 | 308.0466 | 307.4617 | 293.9281 | 307.3527 | 293.9281 | 14.1186 | -2.8878 | -1373.4381 | 1158.083 | -0.28558 | 14.1043 | 0.046188 | 0.045253 | supercritical | integrated_cp_bulk_transport | 11324.0358 | 22430.6221 | 31046.1281 | 10.9236 | 0.085388 | -1374.4142 | 1158.906 | -2.5688e-05 | 0.001592 | 0.00060527 | -1.1074e-07 | 368.3303 | 2349.567 | 8.1909 | 86.3268 | 76.2641 | 363.9656 | 0.20242 | 0.0377 | 4.6454 | 97.3481 | 0.12877 | -0.010881 | 0.11789 | 0.062852 | 0.015507 | 9.0714e-07 | 0.015508 | 0.022022 | 0.00019446 | 0.20954 | 0.0026839 | 0.26796 | 7.7396
0.6 | 0.012867 | 11909.0256 | 1271.5709 | 308.0094 | 307.4341 | 293.9194 | 307.3253 | 293.9194 | 14.0901 | -2.8838 | -1371.5109 | 1156.4579 | -0.28558 | 14.0765 | 0.046223 | 0.045274 | supercritical | integrated_cp_bulk_transport | 11235.315 | 23253.2194 | 32019.3295 | 11.1934 | 0.086478 | -1372.4622 | 1157.2601 | -2.853e-05 | 0.0017124 | 0.00062406 | -1.1374e-07 | 369.2257 | 2385.3504 | 8.1909 | 86.3246 | 79.061 | 363.9661 | 0.19938 | 0.0377 | 4.6455 | 97.4063 | 0.12791 | -0.010801 | 0.11711 | 0.062405 | 0.015511 | 9.0559e-07 | 0.015512 | 0.022022 | 0.00021145 | 0.21722 | 0.0025905 | 0.25865 | 8.4363
0.65 | 0.012867 | 11837.4281 | 1271.3027 | 307.9736 | 307.407 | 293.9107 | 307.2983 | 293.9107 | 14.063 | -2.8798 | -1369.628 | 1154.8703 | -0.28558 | 14.05 | 0.046259 | 0.045296 | supercritical | integrated_cp_bulk_transport | 11145.4974 | 24101.6771 | 32952.6767 | 11.4474 | 0.087541 | -1370.5596 | 1155.6559 | -3.0356e-05 | 0.0018226 | 0.00063884 | -1.1602e-07 | 369.8467 | 2418.7267 | 8.1909 | 86.3225 | 81.9457 | 363.9666 | 0.19663 | 0.0377 | 4.6456 | 97.4588 | 0.12706 | -0.010722 | 0.11634 | 0.061961 | 0.015514 | 9.0407e-07 | 0.015515 | 0.022022 | 0.00022832 | 0.22515 | 0.0025007 | 0.24969 | 9.132
0.7 | 0.012867 | 11765.5695 | 1271.035 | 307.9391 | 307.3803 | 293.902 | 307.2718 | 293.902 | 14.0371 | -2.8759 | -1367.78 | 1153.3121 | -0.28558 | 14.0248 | 0.046295 | 0.045318 | supercritical | integrated_cp_bulk_transport | 11054.5829 | 24975.1666 | 33836.5497 | 11.6827 | 0.088566 | -1368.6966 | 1154.0849 | -3.1803e-05 | 0.0019218 | 0.00064985 | -1.1762e-07 | 370.178 | 2449.2408 | 8.1909 | 86.3203 | 84.9156 | 363.967 | 0.19418 | 0.0377 | 4.6457 | 97.5054 | 0.12622 | -0.010643 | 0.11558 | 0.061521 | 0.015517 | 9.0258e-07 | 0.015518 | 0.022022 | 0.00024509 | 0.23331 | 0.0024144 | 0.24108 | 9.8268
0.75 | 0.012867 | 11693.4577 | 1270.7675 | 307.9058 | 307.3539 | 293.8933 | 307.2455 | 293.8933 | 14.0125 | -2.8721 | -1365.958 | 1151.7758 | -0.28558 | 14.0008 | 0.046333 | 0.04534 | supercritical | integrated_cp_bulk_transport | 10962.5987 | 25872.3777 | 34662.3382 | 11.8973 | 0.089541 | -1366.8636 | 1152.5394 | -3.2857e-05 | 0.002009 | 0.00065704 | -1.1852e-07 | 370.2101 | 2476.4418 | 8.1909 | 86.3181 | 87.9661 | 363.9675 | 0.19205 | 0.0377 | 4.6458 | 97.5457 | 0.12538 | -0.010566 | 0.11482 | 0.061083 | 0.01552 | 9.011e-07 | 0.015521 | 0.022022 | 0.00026174 | 0.24169 | 0.0023316 | 0.23282 | 10.5206
0.8 | 0.012867 | 11621.1012 | 1270.5005 | 307.8737 | 307.3277 | 293.8846 | 307.2195 | 293.8846 | 13.9891 | -2.8683 | -1364.1561 | 1150.2564 | -0.28558 | 13.978 | 0.046372 | 0.045362 | supercritical | integrated_cp_bulk_transport | 10869.6221 | 26791.4218 | 35424.9237 | 12.0901 | 0.090456 | -1365.0527 | 1151.0124 | -3.3227e-05 | 0.0020849 | 0.00066084 | -1.188e-07 | 369.9473 | 2499.9494 | 8.1909 | 86.3159 | 91.0909 | 363.968 | 0.19024 | 0.0377 | 4.646 | 97.5795 | 0.12455 | -0.010489 | 0.11407 | 0.060649 | 0.015524 | 8.9964e-07 | 0.015525 | 0.022022 | 0.00027828 | 0.25027 | 0.0022524 | 0.22492 | 11.2135
0.85 | 0.012867 | 11548.5091 | 1270.2337 | 307.8428 | 307.3017 | 293.8759 | 307.1936 | 293.8759 | 13.9668 | -2.8646 | -1362.3684 | 1148.7491 | -0.28558 | 13.9562 | 0.046412 | 0.045385 | supercritical | integrated_cp_bulk_transport | 10775.8228 | 27729.7338 | 36127.5481 | 12.263 | 0.091295 | -1363.2597 | 1149.5006 | -1.4363e-05 | 0.0021677 | 0.00066204 | -1.185e-07 | 369.4231 | 2519.5775 | 8.1909 | 86.3137 | 94.2811 | 363.9685 | 0.18876 | 0.0377 | 4.6461 | 97.6069 | 0.12373 | -0.010412 | 0.11332 | 0.060218 | 0.015527 | 8.9819e-07 | 0.015528 | 0.022022 | 0.00029472 | 0.25904 | 0.0021768 | 0.21738 | 11.9054
0.9 | 0.012867 | 11475.691 | 1269.9673 | 307.8129 | 307.2758 | 293.8673 | 307.1679 | 293.8673 | 13.9456 | -2.8608 | -1360.5878 | 1147.2476 | -0.28558 | 13.9355 | 0.046453 | 0.045408 | supercritical | integrated_cp_bulk_transport | 10681.358 | 28683.9743 | 36767.4035 | 12.4161 | 0.092049 | -1361.4775 | 1147.9978 | -1.4156e-05 | 0.0022176 | 0.00065875 | -1.1748e-07 | 368.6476 | 2535.0359 | 8.1909 | 86.3115 | 97.5255 | 363.969 | 0.18761 | 0.0377 | 4.6462 | 97.6276 | 0.12291 | -0.010336 | 0.11258 | 0.05979 | 0.01553 | 8.9674e-07 | 0.015531 | 0.022022 | 0.00031105 | 0.26795 | 0.0021048 | 0.2102 | 12.5965
0.95 | 0.012867 | 11402.6571 | 1269.7013 | 307.7841 | 307.25 | 293.8586 | 307.1422 | 293.8586 | 13.9254 | -2.8571 | -1358.807 | 1145.7461 | -0.28558 | 13.9158 | 0.046495 | 0.045432 | supercritical | integrated_cp_bulk_transport | 10586.4038 | 29649.9395 | 37339.5485 | 12.5486 | 0.092706 | -1359.6985 | 1146.4977 | -1.3475e-05 | 0.0022532 | 0.00065153 | -1.1574e-07 | 367.623 | 2546.0472 | 8.1909 | 86.3094 | 100.8098 | 363.9695 | 0.1868 | 0.0377 | 4.6463 | 97.6415 | 0.1221 | -0.01026 | 0.11184 | 0.059366 | 0.015533 | 8.9529e-07 | 0.015534 | 0.022022 | 0.00032727 | 0.27697 | 0.0020366 | 0.20339 | 13.2867
1 | 0.012867 | 11329.4184 | 1269.4356 | 307.7562 | 307.2242 | 293.85 | 307.1165 | 293.85 | 13.9062 | [5 empty] | 0.046537 | 0.045456 | supercritical | integrated_cp_bulk_transport | 10491.1677 | 30622.491 | 37838.7847 | 12.6597 | 0.093261 | -1357.9159 | 1144.9947 | -1.2214e-05 | 0.0022745 | 0.00064051 | -1.133e-07 | 366.3504 | 2552.4153 | 8.1909 | 86.3072 | 104.1165 | 363.97 | 0.18633 | 0.0377 | 4.6464 | 97.6485 | 0.1213 | -0.010185 | 0.11112 | 0.058944 | 0 | 0 | 0 | 0.022022 | 0.00034338 | 0.28606 | 0.001972 | 0.19695 | 13.9759

## May21_6
pos | roughness | Re_CO2 | Re_H2O | CO2b | CO2w | H2Ob | H2Ow | H2Ob_at_pos | dT_bulk | Q | q_CO2 | q_H2O | Q_leak | lmtd | CO2_heat_friction_factor | CO2_hydraulic_friction_factor | CO2_phase_bulk | CO2_Pr_branch | CO2_Re_film | CO2_Cp_bulk_J_kgK | CO2_Cp_integrated_J_kgK | CO2_Pr_used | CO2_k_film_W_mK | CO2_node_heat_flux_W_m2 | H2O_node_heat_flux_W_m2 | CO2_correlation_wall_flux_residual_W_m2 | CO2_final_wall_flux_residual_W_m2 | H2O_final_wall_flux_residual_W_m2 | wall_conduction_residual_K | Nu_CO2 | htc_CO2 | Nu_H2O | htc_H2O | CO2_mCp | H2O_mCp | r_CO2 | r_cond | r_H2O | U | CO2_visc | CO2_acc | CO2_tot | Ve_CO2 | H2O_visc | H2O_acc | H2O_tot | Ve_H2O | CO2_dp_cumulative_psi | C | NTU | effectiveness | overall effectiveness
0 | 0.023158 | 10905.0533 | 1274.8083 | 308.2806 | 307.7592 | 294.0245 | 307.6486 | 294.0245 | 14.2561 | -2.9315 | -1394.1876 | 1175.579 | -0.28558 | 14.2463 | 0.055773 | 0.054589 | supercritical | integrated_cp_film_transport | 10161.3384 | 29806.9983 | 32607.3517 | 11.5959 | 0.089496 | -1395.2277 | 1176.456 | -8.4528e-06 | 0.0025658 | 0.0012756 | -2.4624e-07 | 400.2112 | 2675.7761 | 8.1909 | 86.3511 | 101.3438 | 363.9602 | 0.17774 | 0.0377 | 4.6441 | 97.8685 | 0 | 0 | 0 | 0.056651 | 0.015472 | 9.2394e-07 | 0.015473 | 0.022022 | 0 | 0.27845 | 0.0020305 | 0.20279 | 0
0.05 | 0.023158 | 10829.1073 | 1274.5359 | 308.252 | 307.7302 | 294.0156 | 307.6198 | 294.0156 | 14.2364 | -2.9271 | -1392.1103 | 1173.8274 | -0.28558 | 14.2268 | 0.055807 | 0.05461 | supercritical | integrated_cp_film_transport | 10075.1305 | 30437.2601 | 32721.7369 | 11.7157 | 0.089653 | -1393.1481 | 1174.7025 | -7.1797e-06 | 0.0026507 | 0.0012441 | -2.3876e-07 | 398.6574 | 2670.0428 | 8.1909 | 86.3488 | 103.4867 | 363.9607 | 0.17812 | 0.0377 | 4.6442 | 97.8584 | 0.13906 | -0.0099468 | 0.12912 | 0.056239 | 0.015475 | 9.2229e-07 | 0.015476 | 0.022022 | 1.8727e-05 | 0.28433 | 0.0019883 | 0.19857 | 0.84834
0.1 | 0.023158 | 10753.0649 | 1274.2638 | 308.224 | 307.7013 | 294.0068 | 307.591 | 294.0068 | 14.2172 | -2.9228 | -1390.0445 | 1172.0855 | -0.28558 | 14.2078 | 0.055842 | 0.054631 | supercritical | integrated_cp_film_transport | 9989.9449 | 31020.6698 | 32776.6786 | 11.8213 | 0.08976 | -1391.073 | 1172.9528 | -5.7274e-06 | 0.0026931 | 0.0012 | -2.2898e-07 | 396.909 | 2661.5132 | 8.1909 | 86.3466 | 105.4703 | 363.9612 | 0.17869 | 0.0377 | 4.6443 | 97.8445 | 0.13811 | -0.0098649 | 0.12824 | 0.055831 | 0.015478 | 9.2064e-07 | 0.015479 | 0.022022 | 3.7326e-05 | 0.28978 | 0.0019506 | 0.19482 | 1.6954
0.15 | 0.023158 | 10676.9413 | 1273.9922 | 308.1965 | 307.6726 | 293.998 | 307.5625 | 293.998 | 14.1985 | -2.9185 | -1388.0015 | 1170.3628 | -0.28558 | 14.1894 | 0.055876 | 0.054652 | supercritical | integrated_cp_film_transport | 9906.0205 | 31550.4862 | 32773.0913 | 11.9052 | 0.089872 | -1389.0165 | 1171.2188 | -5.812e-06 | 0.0034917 | 0.0011769 | -2.1613e-07 | 394.8899 | 2651.293 | 8.1909 | 86.3444 | 107.2717 | 363.9617 | 0.17938 | 0.0377 | 4.6444 | 97.8283 | 0.13716 | -0.0097831 | 0.12737 | 0.055426 | 0.015481 | 9.1902e-07 | 0.015482 | 0.022022 | 5.58e-05 | 0.29473 | 0.0019175 | 0.19152 | 2.5412
0.2 | 0.023158 | 10600.7538 | 1273.7209 | 308.1695 | 307.6442 | 293.9892 | 307.5342 | 293.9892 | 14.1803 | -2.9142 | -1385.9694 | 1168.6494 | -0.28558 | 14.1714 | 0.055911 | 0.054673 | supercritical | integrated_cp_film_transport | 9823.221 | 32020.6794 | 32712.7766 | 11.9629 | 0.090027 | -1386.9869 | 1169.5074 | -4.378e-06 | 0.0027003 | 0.0010957 | -2.0666e-07 | 392.5604 | 2640.1748 | 8.1909 | 86.3422 | 108.8703 | 363.9621 | 0.18014 | 0.0377 | 4.6445 | 97.8107 | 0.13621 | -0.0097011 | 0.12651 | 0.055024 | 0.015485 | 9.174e-07 | 0.015486 | 0.022022 | 7.4149e-05 | 0.29913 | 0.001889 | 0.18867 | 3.3858
0.25 | 0.023158 | 10524.5158 | 1273.45 | 308.1429 | 307.6157 | 293.9804 | 307.5059 | 293.9804 | 14.1625 | -2.909 | -1383.5065 | 1166.5727 | -0.28558 | 14.1538 | 0.055946 | 0.054695 | supercritical | integrated_cp_film_transport | 9741.0063 | 32426.1818 | 32596.4005 | 12.004 | 0.090154 | -1384.9524 | 1167.7919 | -1.3781e-06 | 0.0026513 | 0.0010279 | -1.9267e-07 | 390.0351 | 2626.9003 | 8.1909 | 86.34 | 110.249 | 363.9626 | 0.18105 | 0.0377 | 4.6447 | 97.79 | 0.13528 | -0.0096193 | 0.12566 | 0.054626 | 0.015488 | 9.1552e-07 | 0.015489 | 0.022022 | 9.2375e-05 | 0.30291 | 0.001865 | 0.18628 | 4.2291
0.3 | 0.023158 | 10448.2714 | 1273.1796 | 308.1166 | 307.5788 | 293.9716 | 307.4692 | 293.9716 | 14.1451 | -2.904 | -1381.1176 | 1164.5584 | -0.28558 | 14.1365 | 0.055987 | 0.054717 | supercritical | bulk_cp | 9646.9593 | 32763.0368 | 32372.1354 | 11.4554 | 0.090257 | -1382.0616 | 1165.3544 | -2.3761e-06 | 0.00214 | 0.00078062 | -1.446e-07 | 381.0756 | 2569.5068 | 8.1909 | 86.3378 | 111.3943 | 363.9631 | 0.18509 | 0.0377 | 4.6448 | 97.7064 | 0.13436 | -0.009534 | 0.12482 | 0.054232 | 0.015491 | 9.1369e-07 | 0.015492 | 0.022022 | 0.00011048 | 0.30606 | 0.0018443 | 0.1842 | 5.071
0.35 | 0.023158 | 10372.0322 | 1272.9096 | 308.0907 | 307.5518 | 293.9628 | 307.4424 | 293.9628 | 14.1279 | -2.9 | -1379.2134 | 1162.9527 | -0.28558 | 14.1194 | 0.056021 | 0.05474 | supercritical | bulk_cp | 9568.4164 | 33028.9159 | 32153.7956 | 11.59 | 0.090305 | -1380.1741 | 1163.7628 | -1.4912e-06 | 0.0021005 | 0.00073364 | -1.3498e-07 | 379.6191 | 2561.0277 | 8.1909 | 86.3356 | 112.2983 | 363.9636 | 0.1857 | 0.0377 | 4.6449 | 97.6917 | 0.13344 | -0.0094493 | 0.12399 | 0.053841 | 0.015495 | 9.1215e-07 | 0.015495 | 0.022022 | 0.00012846 | 0.30854 | 0.0018291 | 0.1827 | 5.9114
0.4 | 0.023158 | 10295.7895 | 1272.64 | 308.0649 | 307.5245 | 293.9541 | 307.4152 | 293.9541 | 14.1109 | -2.8959 | -1377.2722 | 1161.3159 | -0.28558 | 14.1024 | 0.056056 | 0.054762 | supercritical | bulk_cp | 9490.197 | 33223.1177 | 31887.6589 | 11.708 | 0.090313 | -1378.2531 | 1162.143 | -5.1221e-07 | 0.0020248 | 0.00067442 | -1.231e-07 | 377.949 | 2549.9871 | 8.1909 | 86.3334 | 112.9586 | 363.9641 | 0.18651 | 0.0377 | 4.645 | 97.6732 | 0.13253 | -0.0093677 | 0.12317 | 0.053453 | 0.015498 | 9.106e-07 | 0.015499 | 0.022022 | 0.00014633 | 0.31036 | 0.0018181 | 0.18159 | 6.7506
0.45 | 0.023158 | 10219.5628 | 1272.3708 | 308.0394 | 307.4967 | 293.9453 | 307.3876 | 293.9453 | 14.094 | -2.8917 | -1375.2875 | 1159.6425 | -0.28558 | 14.0856 | 0.056092 | 0.054785 | supercritical | bulk_cp | 9412.2863 | 33346.5666 | 31575.6871 | 11.8094 | 0.090279 | -1376.2917 | 1160.4892 | 5.0889e-07 | 0.0019118 | 0.00060283 | -1.0895e-07 | 376.0733 | 2536.378 | 8.1909 | 86.3312 | 113.3783 | 363.9646 | 0.18751 | 0.0377 | 4.6451 | 97.6508 | 0.13164 | -0.0092855 | 0.12235 | 0.053069 | 0.015501 | 9.0901e-07 | 0.015502 | 0.022022 | 0.00016407 | 0.31151 | 0.001811 | 0.18088 | 7.5886
0.5 | 0.023158 | 10143.372 | 1272.1019 | 308.0139 | 307.4686 | 293.9366 | 307.3596 | 293.9366 | 14.0773 | -2.8875 | -1373.2541 | 1157.9278 | -0.28558 | 14.0689 | 0.056127 | 0.054809 | supercritical | bulk_cp | 9334.7019 | 33402.1655 | 31220.0649 | 11.8947 | 0.0902 | -1374.2839 | 1158.7962 | 1.5026e-06 | 0.0017608 | 0.00051892 | -9.2537e-08 | 374.0045 | 2520.2342 | 8.1909 | 86.329 | 113.5674 | 363.9651 | 0.18871 | 0.0377 | 4.6453 | 97.6243 | 0.13075 | -0.0092029 | 0.12154 | 0.052688 | 0.015504 | 9.074e-07 | 0.015505 | 0.022022 | 0.0001817 | 0.31203 | 0.0018075 | 0.18053 | 8.4255
0.55 | 0.023158 | 10067.2377 | 1271.8334 | 307.9885 | 307.4399 | 293.9279 | 307.3312 | 293.9279 | 14.0606 | -2.8831 | -1371.1683 | 1156.1691 | -0.28558 | 14.0522 | 0.056164 | 0.054832 | supercritical | bulk_cp | 9257.5007 | 33395.1938 | 30823.1959 | 11.9646 | 0.090076 | -1372.2249 | 1157.06 | 2.3775e-06 | 0.0015716 | 0.00042297 | -7.3951e-08 | 371.7602 | 2501.6439 | 8.1909 | 86.3268 | 113.5437 | 363.9656 | 0.19011 | 0.0377 | 4.6454 | 97.5939 | 0.12986 | -0.0091197 | 0.12074 | 0.05231 | 0.015507 | 9.0576e-07 | 0.015508 | 0.022022 | 0.00019921 | 0.31196 | 0.0018073 | 0.18051 | 9.2611
0.6 | 0.023158 | 9991.1789 | 1271.5654 | 307.963 | 307.4108 | 293.9192 | 307.3022 | 293.9192 | 14.0439 | -2.8786 | -1369.0378 | 1154.3727 | -0.28558 | 14.0355 | 0.0562 | 0.054856 | supercritical | bulk_cp | 9180.7947 | 33335.6225 | 30387.8047 | 12.0216 | 0.089903 | -1370.1124 | 1155.2787 | 3.0267e-06 | 0.0013454 | 0.00031585 | -5.3373e-08 | 369.3695 | 2480.8004 | 8.1909 | 86.3246 | 113.3411 | 363.9661 | 0.19171 | 0.0377 | 4.6455 | 97.5595 | 0.12899 | -0.0090361 | 0.11995 | 0.051936 | 0.015511 | 9.041e-07 | 0.015512 | 0.022022 | 0.00021661 | 0.31141 | 0.0018099 | 0.18077 | 10.0954
0.65 | 0.023158 | 9915.2136 | 1271.2977 | 307.9376 | 307.3812 | 293.9105 | 307.2728 | 293.9105 | 14.0271 | -2.8741 | -1366.887 | 1152.5591 | -0.28558 | 14.0188 | 0.056237 | 0.054881 | supercritical | bulk_cp | 9104.9886 | 33276.3537 | 29918.3007 | 12.0792 | 0.089684 | -1367.9639 | 1153.4672 | 3.3455e-06 | 0.0010992 | 0.00020509 | -3.2252e-08 | 366.9765 | 2458.7237 | 8.1909 | 86.3224 | 113.1396 | 363.9666 | 0.19343 | 0.0377 | 4.6456 | 97.5228 | 0.12813 | -0.0089523 | 0.11917 | 0.051566 | 0.015514 | 9.0242e-07 | 0.015515 | 0.022022 | 0.0002339 | 0.31085 | 0.0018124 | 0.18103 | 10.9284
0.7 | 0.023158 | 9839.3487 | 1271.0304 | 307.9122 | 307.3517 | 293.9018 | 307.2434 | 293.9018 | 14.0104 | -2.8695 | -1364.7133 | 1150.7262 | -0.28558 | 14.0021 | 0.056273 | 0.054905 | supercritical | bulk_cp | 9030.7421 | 33281.5797 | 29417.5239 | 12.1548 | 0.089422 | -1365.8108 | 1151.6517 | 6.3653e-06 | 0.00083589 | 9.1109e-05 | -1.0669e-08 | 364.7531 | 2436.6896 | 8.1909 | 86.3202 | 113.1574 | 363.9671 | 0.19518 | 0.0377 | 4.6457 | 97.4855 | 0.12727 | -0.0088694 | 0.1184 | 0.051198 | 0.015517 | 9.0073e-07 | 0.015518 | 0.022022 | 0.00025107 | 0.3109 | 0.0018114 | 0.18093 | 11.7601
0.75 | 0.023158 | 9763.5946 | 1270.7635 | 307.8869 | 307.3218 | 293.8931 | 307.2137 | 293.8931 | 13.9937 | -2.8648 | -1362.4951 | 1148.8558 | -0.28558 | 13.9854 | 0.056309 | 0.05493 | supercritical | bulk_cp | 8957.7327 | 33256.9369 | 28883.1742 | 12.2232 | 0.08912 | -1363.6164 | 1149.8014 | 5.274e-06 | 0.00053598 | -3.2189e-05 | 1.2483e-08 | 362.4444 | 2413.0701 | 8.1909 | 86.3181 | 113.0736 | 363.9675 | 0.19709 | 0.0377 | 4.6458 | 97.445 | 0.12642 | -0.008787 | 0.11763 | 0.050835 | 0.01552 | 8.9902e-07 | 0.015521 | 0.022022 | 0.00026813 | 0.31067 | 0.001812 | 0.18099 | 12.5905
0.8 | 0.023158 | 9687.9701 | 1270.4971 | 307.8615 | 307.2914 | 293.8845 | 307.1834 | 293.8845 | 13.977 | -2.8601 | -1360.2271 | 1146.9435 | -0.28558 | 13.9686 | 0.056345 | 0.054955 | supercritical | bulk_cp | 8886 | 33190.6989 | 28318.136 | 12.281 | 0.08878 | -1361.3744 | 1147.9109 | 6.0361e-06 | 0.00020466 | -0.00016485 | 3.7237e-08 | 360.0203 | 2387.7983 | 8.1909 | 86.3159 | 112.8484 | 363.968 | 0.19918 | 0.0377 | 4.646 | 97.401 | 0.12558 | -0.0087043 | 0.11688 | 0.050475 | 0.015524 | 8.9728e-07 | 0.015525 | 0.022022 | 0.00028508 | 0.31005 | 0.0018148 | 0.18127 | 13.4196
0.85 | 0.023158 | 9612.4949 | 1270.231 | 307.8361 | 307.2605 | 293.8758 | 307.1527 | 293.8758 | 13.9603 | -2.8552 | -1357.9052 | 1144.9857 | -0.28558 | 13.9519 | 0.056381 | 0.054981 | supercritical | bulk_cp | 8815.5894 | 33076.8587 | 27725.9269 | 12.3262 | 0.088408 | -1359.0805 | 1145.9767 | -5.212e-06 | -0.00016681 | -0.00030519 | 6.3159e-08 | 357.466 | 2360.9356 | 8.1909 | 86.3137 | 112.4613 | 363.9685 | 0.20144 | 0.0377 | 4.6461 | 97.3535 | 0.12475 | -0.0086211 | 0.11613 | 0.050118 | 0.015527 | 8.9551e-07 | 0.015528 | 0.022022 | 0.00030192 | 0.30899 | 0.0018202 | 0.1818 | 14.2473
0.9 | 0.023158 | 9537.1872 | 1269.9654 | 307.8107 | 307.229 | 293.8672 | 307.1215 | 293.8672 | 13.9434 | -2.8502 | -1355.5254 | 1142.979 | -0.28558 | 13.935 | 0.056417 | 0.055007 | supercritical | bulk_cp | 8746.5288 | 32910.7549 | 27110.2915 | 12.357 | 0.08801 | -1356.7306 | 1143.9953 | -6.3995e-06 | -9.0776e-05 | -0.00044028 | 9.2896e-08 | 354.77 | 2332.5816 | 8.1909 | 86.3115 | 111.8966 | 363.969 | 0.20389 | 0.0377 | 4.6462 | 97.3024 | 0.12393 | -0.0085376 | 0.11539 | 0.049764 | 0.01553 | 8.937e-07 | 0.015531 | 0.022022 | 0.00031866 | 0.30743 | 0.0018284 | 0.18262 | 15.0735
0.95 | 0.023158 | 9462.0715 | 1269.7003 | 307.7851 | 307.197 | 293.8586 | 307.0896 | 293.8586 | 13.9265 | -2.845 | -1353.0835 | 1140.92 | -0.28558 | 13.918 | 0.056453 | 0.055033 | supercritical | bulk_cp | 8678.8267 | 32688.345 | 26475.0921 | 12.3719 | 0.087592 | -1354.3209 | 1141.9634 | -9.7747e-06 | -0.0010082 | -0.00062002 | 1.2085e-07 | 351.9223 | 2302.8512 | 8.1909 | 86.3094 | 111.1404 | 363.9695 | 0.20652 | 0.0377 | 4.6463 | 97.2477 | 0.12311 | -0.0084532 | 0.11466 | 0.049414 | 0.015533 | 8.9186e-07 | 0.015534 | 0.022022 | 0.00033529 | 0.30536 | 0.0018398 | 0.18376 | 15.8983
1 | 0.023158 | 9387.1676 | 1269.4356 | 307.7594 | 307.1644 | 293.85 | 307.0572 | 293.85 | 13.9094 | [5 empty] | 0.056489 | 0.05506 | supercritical | bulk_cp | 8612.4667 | 32406.1066 | 25824.1775 | 12.3694 | 0.087158 | -1351.8468 | 1139.8772 | -8.3118e-06 | -0.0014731 | -0.00079014 | 1.5172e-07 | 348.9138 | 2271.8627 | 8.1909 | 86.3072 | 110.1808 | 363.97 | 0.20934 | 0.0377 | 4.6464 | 97.1894 | 0.12231 | -0.0083685 | 0.11394 | 0.049068 | 0 | 0 | 0 | 0.022022 | 0.00035182 | 0.30272 | 0.0018547 | 0.18525 | 16.7217

## May22_4
pos | roughness | Re_CO2 | Re_H2O | CO2b | CO2w | H2Ob | H2Ow | H2Ob_at_pos | dT_bulk | Q | q_CO2 | q_H2O | Q_leak | lmtd | CO2_heat_friction_factor | CO2_hydraulic_friction_factor | CO2_phase_bulk | CO2_Pr_branch | CO2_Re_film | CO2_Cp_bulk_J_kgK | CO2_Cp_integrated_J_kgK | CO2_Pr_used | CO2_k_film_W_mK | CO2_node_heat_flux_W_m2 | H2O_node_heat_flux_W_m2 | CO2_correlation_wall_flux_residual_W_m2 | CO2_final_wall_flux_residual_W_m2 | H2O_final_wall_flux_residual_W_m2 | wall_conduction_residual_K | Nu_CO2 | htc_CO2 | Nu_H2O | htc_H2O | CO2_mCp | H2O_mCp | r_CO2 | r_cond | r_H2O | U | CO2_visc | CO2_acc | CO2_tot | Ve_CO2 | H2O_visc | H2O_acc | H2O_tot | Ve_H2O | CO2_dp_cumulative_psi | C | NTU | effectiveness | overall effectiveness
0 | 0.015582 | 14053.2382 | 1275.2954 | 311.0912 | 309.5977 | 294.0403 | 309.4724 | 294.0403 | 17.051 | -3.3136 | -1575.9372 | 1328.8302 | -0.28558 | 16.988 | 0.048048 | 0.047332 | supercritical | integrated_cp_bulk_transport | 13672.9938 | 7074.4292 | 8773.5006 | 3.9948 | 0.054487 | -1580.4616 | 1332.6452 | 9.4785e-06 | -0.00026967 | 2.0365e-06 | -6.6888e-09 | 259.9692 | 1058.21 | 8.1909 | 86.355 | 24.0531 | 363.9593 | 0.44943 | 0.0377 | 4.6439 | 92.6904 | 0 | 0 | 0 | 0.079136 | 0.015466 | 1.0345e-06 | 0.015467 | 0.022023 | 0 | 0.066087 | 0.0081027 | 0.80678 | 0
0.05 | 0.015582 | 13991.4582 | 1274.9906 | 310.9556 | 309.4992 | 294.0304 | 309.3747 | 294.0304 | 16.9253 | -3.295 | -1567.0907 | 1321.3709 | -0.28558 | 16.8648 | 0.048066 | 0.047344 | supercritical | integrated_cp_bulk_transport | 13602.9791 | 7302.2294 | 9101.6782 | 4.1116 | 0.055237 | -1571.4174 | 1325.0191 | 1.7099e-05 | -0.00019668 | 2.958e-05 | -1.0719e-08 | 261.4719 | 1078.9804 | 8.1909 | 86.3526 | 24.8276 | 363.9598 | 0.44078 | 0.0377 | 4.644 | 92.8445 | 0.16839 | -0.014704 | 0.15368 | 0.078527 | 0.015469 | 1.0286e-06 | 0.01547 | 0.022022 | 2.229e-05 | 0.068215 | 0.007863 | 0.783 | 0.68734
0.1 | 0.015582 | 13929.2011 | 1274.6873 | 310.825 | 309.4047 | 294.0205 | 309.2808 | 294.0205 | 16.8045 | -3.2772 | -1558.6318 | 1314.2383 | -0.28558 | 16.7464 | 0.048085 | 0.047357 | supercritical | integrated_cp_bulk_transport | 13532.3108 | 7539.2203 | 9445.4795 | 4.2333 | 0.056002 | -1562.7681 | 1317.7261 | 1.0176e-05 | -0.00013378 | 5.6231e-05 | -1.4767e-08 | 262.9981 | 1100.3002 | 8.1909 | 86.3501 | 25.6333 | 363.9604 | 0.43224 | 0.0377 | 4.6441 | 92.9972 | 0.16714 | -0.014547 | 0.15259 | 0.077925 | 0.015473 | 1.023e-06 | 0.015474 | 0.022022 | 4.4421e-05 | 0.070429 | 0.0076283 | 0.75973 | 1.3708
0.15 | 0.015582 | 13866.4745 | 1274.3856 | 310.6992 | 309.3139 | 294.0107 | 309.1907 | 294.0107 | 16.6884 | -3.2602 | -1550.5461 | 1307.4205 | -0.28558 | 16.6327 | 0.048104 | 0.04737 | supercritical | integrated_cp_bulk_transport | 13460.9899 | 7785.7919 | 9805.6875 | 4.3601 | 0.056781 | -1554.4992 | 1310.7537 | 1.7456e-05 | -5.2722e-05 | 8.4032e-05 | -1.8799e-08 | 264.5478 | 1122.1805 | 8.1909 | 86.3476 | 26.4717 | 363.9609 | 0.42381 | 0.0377 | 4.6443 | 93.1483 | 0.1659 | -0.014395 | 0.15151 | 0.077329 | 0.015477 | 1.0177e-06 | 0.015478 | 0.022022 | 6.6395e-05 | 0.072732 | 0.0073987 | 0.73695 | 2.0506
0.2 | 0.015582 | 13803.2856 | 1274.0854 | 310.578 | 309.2268 | 294.001 | 309.1042 | 294.001 | 16.577 | -3.244 | -1542.8197 | 1300.9056 | -0.28558 | 16.5234 | 0.048123 | 0.047383 | supercritical | integrated_cp_bulk_transport | 13389.017 | 8042.3467 | 10183.1165 | 4.4922 | 0.057575 | -1546.5963 | 1304.09 | -1.0106e-05 | -2.4224e-06 | 0.00010931 | -2.2835e-08 | 266.1208 | 1144.632 | 8.1909 | 86.3452 | 27.344 | 363.9615 | 0.4155 | 0.0377 | 4.6444 | 93.2978 | 0.16468 | -0.014246 | 0.15043 | 0.07674 | 0.01548 | 1.0125e-06 | 0.015481 | 0.022022 | 8.8214e-05 | 0.075129 | 0.0071742 | 0.71466 | 2.7269
0.25 | 0.015582 | 13739.6413 | 1273.7866 | 310.4613 | 309.1432 | 293.9913 | 309.0212 | 293.9913 | 16.47 | -3.2285 | -1535.439 | 1294.6822 | -0.28558 | 16.4185 | 0.048143 | 0.047396 | supercritical | integrated_cp_bulk_transport | 13316.3926 | 8309.2998 | 10578.6121 | 4.63 | 0.058383 | -1539.0459 | 1297.7235 | -1.2409e-05 | 7.6982e-05 | 0.00013657 | -2.6865e-08 | 267.7168 | 1167.6651 | 8.1909 | 86.3427 | 28.2516 | 363.962 | 0.4073 | 0.0377 | 4.6445 | 93.4456 | 0.16347 | -0.014102 | 0.14937 | 0.076156 | 0.015484 | 1.0076e-06 | 0.015485 | 0.022022 | 0.00010988 | 0.077622 | 0.0069547 | 0.69287 | 3.3998
0.3 | 0.015582 | 13675.5484 | 1273.4891 | 310.3488 | 309.063 | 293.9816 | 308.9416 | 293.9816 | 16.3672 | -3.2137 | -1528.391 | 1288.7393 | -0.28558 | 16.3178 | 0.048163 | 0.04741 | supercritical | integrated_cp_bulk_transport | 13243.1171 | 8587.0786 | 10993.0517 | 4.7735 | 0.059206 | -1531.8346 | 1291.643 | -2.1449e-05 | 0.00015328 | 0.00016337 | -3.0893e-08 | 269.3355 | 1191.2891 | 8.1909 | 86.3403 | 29.1961 | 363.9626 | 0.39923 | 0.0377 | 4.6446 | 93.5917 | 0.16228 | -0.01396 | 0.14832 | 0.075578 | 0.015488 | 1.0029e-06 | 0.015489 | 0.022022 | 0.00013139 | 0.080217 | 0.0067403 | 0.67158 | 4.0695
0.35 | 0.015582 | 13611.0136 | 1273.1929 | 310.2406 | 308.986 | 293.972 | 308.8651 | 293.972 | 16.2685 | -3.1995 | -1521.6629 | 1283.0662 | -0.28558 | 16.2211 | 0.048184 | 0.047423 | supercritical | integrated_cp_bulk_transport | 13169.1904 | 8876.1224 | 11427.343 | 4.9232 | 0.060044 | -1524.9496 | 1285.8375 | -1.1979e-05 | 0.00025091 | 0.00019128 | -3.489e-08 | 270.9765 | 1215.5129 | 8.1909 | 86.3379 | 30.1788 | 363.9631 | 0.39127 | 0.0377 | 4.6448 | 93.7361 | 0.16109 | -0.013822 | 0.14727 | 0.075006 | 0.015491 | 9.9835e-07 | 0.015492 | 0.022022 | 0.00015275 | 0.082917 | 0.0065308 | 0.65078 | 4.7361
0.4 | 0.015582 | 13546.0433 | 1272.8979 | 310.1363 | 308.9121 | 293.9625 | 308.7918 | 293.9625 | 16.1738 | -3.186 | -1515.2425 | 1277.6525 | -0.28558 | 16.1284 | 0.048205 | 0.047437 | supercritical | integrated_cp_bulk_transport | 13094.6125 | 9176.8821 | 11882.4238 | 5.0792 | 0.060897 | -1518.3782 | 1280.2965 | -1.5623e-05 | 0.00033876 | 0.00021817 | -3.8877e-08 | 272.6393 | 1240.3443 | 8.1909 | 86.3355 | 31.2014 | 363.9636 | 0.38344 | 0.0377 | 4.6449 | 93.8786 | 0.15992 | -0.013687 | 0.14623 | 0.07444 | 0.015495 | 9.9402e-07 | 0.015496 | 0.022022 | 0.00017396 | 0.085727 | 0.0063264 | 0.63047 | 5.3997
0.45 | 0.015582 | 13480.6438 | 1272.6041 | 310.0359 | 308.8413 | 293.9529 | 308.7214 | 293.9529 | 16.083 | -3.1731 | -1509.1178 | 1272.4881 | -0.28558 | 16.0393 | 0.048226 | 0.047452 | supercritical | integrated_cp_bulk_transport | 13019.3828 | 9489.82 | 12359.2581 | 5.2417 | 0.061765 | -1512.1085 | 1275.0099 | -1.9382e-05 | 0.00042937 | 0.0002449 | -4.2847e-08 | 274.3231 | 1265.7903 | 8.1909 | 86.3331 | 32.2654 | 363.9642 | 0.37573 | 0.0377 | 4.645 | 94.0193 | 0.15876 | -0.013555 | 0.14521 | 0.073878 | 0.015498 | 9.8987e-07 | 0.015499 | 0.022022 | 0.00019502 | 0.08865 | 0.0061269 | 0.61066 | 6.0606
0.5 | 0.015582 | 13414.8214 | 1272.3114 | 309.9392 | 308.7733 | 293.9434 | 308.6539 | 293.9434 | 15.9958 | -3.1608 | -1503.2772 | 1267.5633 | -0.28558 | 15.9539 | 0.048248 | 0.047466 | supercritical | integrated_cp_bulk_transport | 12943.5007 | 9815.409 | 12858.8323 | 5.4111 | 0.062648 | -1506.1285 | 1269.9676 | -2.3229e-05 | 0.0005232 | 0.00027142 | -4.6782e-08 | 276.0272 | 1291.8563 | 8.1909 | 86.3307 | 33.3724 | 363.9647 | 0.36815 | 0.0377 | 4.6452 | 94.158 | 0.15761 | -0.013427 | 0.14419 | 0.073323 | 0.015502 | 9.859e-07 | 0.015503 | 0.022022 | 0.00021593 | 0.091691 | 0.0059325 | 0.59133 | 6.7188
0.55 | 0.015582 | 13348.5823 | 1272.0197 | 309.846 | 308.7081 | 293.9339 | 308.5892 | 293.9339 | 15.9121 | -3.1491 | -1497.7093 | 1262.8685 | -0.28558 | 15.8719 | 0.04827 | 0.047481 | supercritical | integrated_cp_bulk_transport | 12866.9652 | 10154.1326 | 13382.1464 | 5.5876 | 0.063545 | -1500.4269 | 1265.16 | -2.7437e-05 | 0.00061768 | 0.00029759 | -5.0707e-08 | 277.7506 | 1318.5466 | 8.1909 | 86.3283 | 34.5241 | 363.9652 | 0.3607 | 0.0377 | 4.6453 | 94.2947 | 0.15648 | -0.013301 | 0.14318 | 0.072772 | 0.015505 | 9.8209e-07 | 0.015506 | 0.022022 | 0.0002367 | 0.094855 | 0.0057429 | 0.57249 | 7.3744
0.6 | 0.015582 | 13281.9324 | 1271.7291 | 309.7564 | 308.6456 | 293.9245 | 308.527 | 293.9245 | 15.8319 | -3.138 | -1492.4031 | 1258.3943 | -0.28558 | 15.7933 | 0.048292 | 0.047495 | supercritical | integrated_cp_bulk_transport | 12789.7746 | 10506.4839 | 13930.2018 | 5.7715 | 0.064458 | -1494.9926 | 1260.5777 | -3.1458e-05 | 0.00071457 | 0.00032339 | -5.4582e-08 | 279.4921 | 1345.8633 | 8.1909 | 86.3259 | 35.722 | 363.9658 | 0.35337 | 0.0377 | 4.6454 | 94.4294 | 0.15535 | -0.013178 | 0.14217 | 0.072227 | 0.015509 | 9.7845e-07 | 0.01551 | 0.022022 | 0.00025732 | 0.098147 | 0.0055582 | 0.55413 | 8.0277
0.65 | 0.015582 | 13214.8776 | 1271.4395 | 309.67 | 308.5856 | 293.9151 | 308.4675 | 293.9151 | 15.7549 | -3.1274 | -1487.348 | 1254.1318 | -0.28558 | 15.718 | 0.048316 | 0.04751 | supercritical | integrated_cp_bulk_transport | 12711.9267 | 10872.9654 | 14503.9811 | 5.963 | 0.065385 | -1489.8145 | 1256.2116 | -1.3401e-05 | 0.00083628 | 0.00035014 | -5.8386e-08 | 281.2502 | 1373.806 | 8.1909 | 86.3236 | 36.9681 | 363.9663 | 0.34619 | 0.0377 | 4.6455 | 94.562 | 0.15424 | -0.013057 | 0.14118 | 0.071686 | 0.015512 | 9.7497e-07 | 0.015513 | 0.022022 | 0.00027779 | 0.10157 | 0.0053784 | 0.53625 | 8.6786
0.7 | 0.015582 | 13147.4239 | 1271.1507 | 309.5868 | 308.528 | 293.9057 | 308.4103 | 293.9057 | 15.6811 | -3.1172 | -1482.5332 | 1250.072 | -0.28558 | 15.6457 | 0.048339 | 0.047526 | supercritical | integrated_cp_bulk_transport | 12633.4182 | 11254.0884 | 15104.4197 | 6.1623 | 0.066326 | -1484.8821 | 1252.0526 | -1.4852e-05 | 0.0009392 | 0.00037519 | -6.2159e-08 | 283.0228 | 1402.3711 | 8.1909 | 86.3212 | 38.2639 | 363.9668 | 0.33914 | 0.0377 | 4.6457 | 94.6923 | 0.15313 | -0.012939 | 0.14019 | 0.071151 | 0.015516 | 9.7163e-07 | 0.015517 | 0.022022 | 0.00029813 | 0.10513 | 0.0052034 | 0.51885 | 9.3273
0.75 | 0.015582 | 13079.577 | 1270.8629 | 309.5068 | 308.4728 | 293.8964 | 308.3555 | 293.8964 | 15.6104 | -3.1076 | -1477.9483 | 1246.206 | -0.28558 | 15.5765 | 0.048363 | 0.047541 | supercritical | integrated_cp_bulk_transport | 12554.2443 | 11650.3722 | 15732.3637 | 6.3697 | 0.067282 | -1480.1848 | 1248.0918 | -1.629e-05 | 0.0010436 | 0.00039971 | -6.5868e-08 | 284.8072 | 1431.5505 | 8.1909 | 86.3189 | 39.6113 | 363.9674 | 0.33222 | 0.0377 | 4.6458 | 94.8205 | 0.15204 | -0.012823 | 0.13921 | 0.07062 | 0.015519 | 9.6843e-07 | 0.01552 | 0.022022 | 0.00031832 | 0.10883 | 0.0050332 | 0.50192 | 9.9739
0.8 | 0.015582 | 13011.3426 | 1270.5759 | 309.4297 | 308.4198 | 293.8871 | 308.3028 | 293.8871 | 15.5426 | -3.0984 | -1473.583 | 1242.5252 | -0.28558 | 15.5101 | 0.048387 | 0.047557 | supercritical | integrated_cp_bulk_transport | 12474.3985 | 12062.3438 | 16388.5144 | 6.5851 | 0.068252 | -1475.7122 | 1244.3206 | -1.7711e-05 | 0.0011487 | 0.0004236 | -6.95e-08 | 286.5998 | 1461.3302 | 8.1909 | 86.3165 | 41.012 | 363.9679 | 0.32545 | 0.0377 | 4.6459 | 94.9462 | 0.15095 | -0.01271 | 0.13824 | 0.070094 | 0.015523 | 9.6537e-07 | 0.015524 | 0.022022 | 0.00033837 | 0.11268 | 0.0048678 | 0.48546 | 10.6185
0.85 | 0.015582 | 12942.7266 | 1270.2897 | 309.3554 | 308.369 | 293.8778 | 308.2523 | 293.8778 | 15.4777 | -3.0897 | -1469.4269 | 1239.0208 | -0.28558 | 15.4465 | 0.048412 | 0.047573 | supercritical | integrated_cp_bulk_transport | 12393.8717 | 12490.5366 | 17073.3533 | 6.8088 | 0.069236 | -1471.4541 | 1240.7301 | -1.9114e-05 | 0.0012542 | 0.00044676 | -7.3041e-08 | 288.3961 | 1491.6882 | 8.1909 | 86.3142 | 42.4678 | 363.9684 | 0.31883 | 0.0377 | 4.6461 | 95.0695 | 0.14988 | -0.012599 | 0.13728 | 0.069572 | 0.015526 | 9.6244e-07 | 0.015527 | 0.022022 | 0.00035828 | 0.11668 | 0.004707 | 0.46947 | 11.2612
0.9 | 0.015582 | 12873.7346 | 1270.0043 | 309.2839 | 308.3202 | 293.8685 | 308.2038 | 293.8685 | 15.4154 | -3.0814 | -1465.4696 | 1235.684 | -0.28558 | 15.3856 | 0.048438 | 0.047589 | supercritical | integrated_cp_bulk_transport | 12312.6514 | 12935.4897 | 17787.048 | 7.0405 | 0.070234 | -1467.4 | 1237.3117 | -2.0498e-05 | 0.0013597 | 0.00046909 | -7.6473e-08 | 290.1899 | 1522.5929 | 8.1909 | 86.3118 | 43.9807 | 363.9689 | 0.31236 | 0.0377 | 4.6462 | 95.1903 | 0.14882 | -0.01249 | 0.13633 | 0.069055 | 0.01553 | 9.5963e-07 | 0.015531 | 0.022022 | 0.00037805 | 0.12084 | 0.0045509 | 0.45393 | 11.9021
0.95 | 0.015582 | 12804.3722 | 1269.7196 | 309.2151 | 308.2733 | 293.8592 | 308.1573 | 293.8592 | 15.3558 | -3.0734 | -1461.7006 | 1232.5059 | -0.28558 | 15.3273 | 0.048464 | 0.047606 | supercritical | integrated_cp_bulk_transport | 12230.7213 | 13397.7453 | 18529.3364 | 7.2801 | 0.071245 | -1463.5394 | 1234.0565 | -2.0818e-05 | 0.0017067 | 0.00050246 | -7.8242e-08 | 291.9733 | 1553.9994 | 8.1909 | 86.3095 | 45.5523 | 363.9695 | 0.30604 | 0.0377 | 4.6463 | 95.3083 | 0.14776 | -0.012384 | 0.13538 | 0.068543 | 0.015533 | 9.5694e-07 | 0.015534 | 0.022022 | 0.00039769 | 0.12515 | 0.0043993 | 0.43884 | 12.5412
1 | 0.015582 | 12734.6453 | 1269.4356 | 309.1488 | 308.2282 | 293.85 | 308.1125 | 293.85 | 15.2988 | [5 empty] | 0.04849 | 0.047623 | supercritical | integrated_cp_bulk_transport | 12148.0593 | 13877.8525 | 19299.4055 | 7.5271 | 0.072268 | -1459.8618 | 1230.9555 | -2.3226e-05 | 0.0015675 | 0.00051062 | -8.2914e-08 | 293.7366 | 1585.8477 | 8.1909 | 86.3072 | 47.1847 | 363.97 | 0.2999 | 0.0377 | 4.6464 | 95.4234 | 0.14672 | -0.012279 | 0.13444 | 0.068035 | 0 | 0 | 0 | 0.022022 | 0.00041719 | 0.12964 | 0.0042522 | 0.4242 | 13.1788

## May22_8
pos | roughness | Re_CO2 | Re_H2O | CO2b | CO2w | H2Ob | H2Ow | H2Ob_at_pos | dT_bulk | Q | q_CO2 | q_H2O | Q_leak | lmtd | CO2_heat_friction_factor | CO2_hydraulic_friction_factor | CO2_phase_bulk | CO2_Pr_branch | CO2_Re_film | CO2_Cp_bulk_J_kgK | CO2_Cp_integrated_J_kgK | CO2_Pr_used | CO2_k_film_W_mK | CO2_node_heat_flux_W_m2 | H2O_node_heat_flux_W_m2 | CO2_correlation_wall_flux_residual_W_m2 | CO2_final_wall_flux_residual_W_m2 | H2O_final_wall_flux_residual_W_m2 | wall_conduction_residual_K | Nu_CO2 | htc_CO2 | Nu_H2O | htc_H2O | CO2_mCp | H2O_mCp | r_CO2 | r_cond | r_H2O | U | CO2_visc | CO2_acc | CO2_tot | Ve_CO2 | H2O_visc | H2O_acc | H2O_tot | Ve_H2O | CO2_dp_cumulative_psi | C | NTU | effectiveness | overall effectiveness
0 | 0.033412 | 14648.6722 | 1275.5993 | 312.8951 | 310.8414 | 294.0501 | 310.7062 | 294.0501 | 18.845 | -3.572 | -1698.8209 | 1432.4458 | -0.28558 | 18.7501 | 0.062572 | 0.061736 | supercritical | integrated_cp_bulk_transport | 14325.5673 | 5177.7222 | 6205.2009 | 3.0648 | 0.047751 | -1705.8586 | 1438.38 | 5.6704e-06 | -0.00040176 | -4.8943e-05 | -1.7764e-09 | 232.8526 | 830.6515 | 8.1909 | 86.3575 | 17.6043 | 363.9587 | 0.57255 | 0.0377 | 4.6437 | 90.5206 | 0 | 0 | 0 | 0.085731 | 0.015462 | 1.1092e-06 | 0.015463 | 0.022023 | 0 | 0.048369 | 0.010812 | 1.0751 | 0
0.05 | 0.033412 | 14592.0996 | 1275.2725 | 312.6951 | 310.6929 | 294.0395 | 310.5588 | 294.0395 | 18.6556 | -3.5431 | -1685.0511 | 1420.8351 | -0.28558 | 18.5644 | 0.062584 | 0.061743 | supercritical | integrated_cp_bulk_transport | 14261.4193 | 5330.5953 | 6416.3936 | 3.1445 | 0.048374 | -1691.7965 | 1426.5228 | 1.0882e-05 | -0.00032793 | -1.5681e-05 | -6.4115e-09 | 233.8221 | 844.9871 | 8.1909 | 86.3548 | 18.124 | 363.9593 | 0.56284 | 0.0377 | 4.6439 | 90.6858 | 0.23788 | -0.016614 | 0.22126 | 0.085044 | 0.015466 | 1.1003e-06 | 0.015467 | 0.022023 | 3.2092e-05 | 0.049797 | 0.010521 | 1.0463 | 0.69014
0.1 | 0.033412 | 14534.9478 | 1274.9483 | 312.5024 | 310.5502 | 294.029 | 310.4172 | 294.029 | 18.4734 | -3.5153 | -1671.8541 | 1409.7074 | -0.28558 | 18.3857 | 0.062597 | 0.061751 | supercritical | integrated_cp_bulk_transport | 14196.5581 | 5489.3841 | 6637.3107 | 3.2275 | 0.049009 | -1678.3178 | 1415.1576 | 8.1341e-06 | -0.00025617 | 1.7376e-05 | -1.1075e-08 | 234.8105 | 859.7068 | 8.1909 | 86.3522 | 18.6639 | 363.9599 | 0.5532 | 0.0377 | 4.644 | 90.8503 | 0.236 | -0.016407 | 0.2196 | 0.084365 | 0.01547 | 1.0918e-06 | 0.015471 | 0.022022 | 6.3941e-05 | 0.05128 | 0.010235 | 1.018 | 1.3747
0.15 | 0.033412 | 14477.2281 | 1274.6264 | 312.3168 | 310.4131 | 294.0185 | 310.2811 | 294.0185 | 18.2983 | -3.4887 | -1659.2089 | 1399.045 | -0.28558 | 18.2139 | 0.06261 | 0.061758 | supercritical | integrated_cp_bulk_transport | 14130.9884 | 5654.3517 | 6868.476 | 3.3138 | 0.049658 | -1665.4013 | 1404.2664 | 1.2449e-05 | -0.00017187 | 5.1561e-05 | -1.5747e-08 | 235.8187 | 874.8225 | 8.1909 | 86.3496 | 19.2248 | 363.9605 | 0.54365 | 0.0377 | 4.6441 | 91.014 | 0.23415 | -0.016205 | 0.21794 | 0.083694 | 0.015474 | 1.0836e-06 | 0.015475 | 0.022022 | 9.5552e-05 | 0.052821 | 0.0099543 | 0.99023 | 2.0539
0.2 | 0.033412 | 14418.9515 | 1274.3068 | 312.138 | 310.2814 | 294.0082 | 310.1504 | 294.0082 | 18.1299 | -3.4632 | -1647.0956 | 1388.831 | -0.28558 | 18.0488 | 0.062622 | 0.061766 | supercritical | integrated_cp_bulk_transport | 14064.7141 | 5825.7722 | 7110.4411 | 3.4037 | 0.050319 | -1653.0265 | 1393.8319 | 1.1363e-05 | -8.7424e-05 | 8.5705e-05 | -2.0449e-08 | 236.847 | 890.3458 | 8.1909 | 86.347 | 19.8076 | 363.9611 | 0.53417 | 0.0377 | 4.6443 | 91.177 | 0.23232 | -0.016009 | 0.21631 | 0.083031 | 0.015478 | 1.0758e-06 | 0.015479 | 0.022022 | 0.00012692 | 0.054422 | 0.0096787 | 0.96295 | 2.7279
0.25 | 0.033412 | 14360.1282 | 1273.9894 | 311.9658 | 310.1549 | 293.9979 | 310.0248 | 293.9979 | 17.9679 | -3.4389 | -1635.4947 | 1379.0491 | -0.28558 | 17.89 | 0.062636 | 0.061773 | supercritical | integrated_cp_bulk_transport | 13997.7385 | 6003.9319 | 7363.7863 | 3.4974 | 0.050995 | -1641.1736 | 1383.8376 | -7.1944e-06 | -1.5138e-05 | 0.00011859 | -2.5175e-08 | 237.896 | 906.2886 | 8.1909 | 86.3444 | 20.4134 | 363.9617 | 0.52477 | 0.0377 | 4.6444 | 91.3391 | 0.23051 | -0.015819 | 0.21469 | 0.082377 | 0.015481 | 1.0682e-06 | 0.015483 | 0.022022 | 0.00015806 | 0.056087 | 0.0094082 | 0.93616 | 3.3971
0.3 | 0.033412 | 14300.7679 | 1273.674 | 311.7999 | 310.0334 | 293.9876 | 309.9042 | 293.9876 | 17.8122 | -3.4155 | -1624.3876 | 1369.6836 | -0.28558 | 17.7373 | 0.062649 | 0.061781 | supercritical | integrated_cp_bulk_transport | 13930.0647 | 6189.1287 | 7629.1211 | 3.595 | 0.051683 | -1629.8238 | 1374.2674 | -1.1849e-05 | 7.617e-05 | 0.00015318 | -2.9925e-08 | 238.9661 | 922.6629 | 8.1909 | 86.3418 | 21.043 | 363.9622 | 0.51546 | 0.0377 | 4.6446 | 91.5003 | 0.22873 | -0.015634 | 0.21309 | 0.081729 | 0.015485 | 1.061e-06 | 0.015486 | 0.022022 | 0.00018897 | 0.057817 | 0.0091428 | 0.90987 | 4.0615
0.35 | 0.033412 | 14240.88 | 1273.3607 | 311.64 | 309.9168 | 293.9775 | 309.7884 | 293.9775 | 17.6625 | -3.3931 | -1613.7563 | 1360.7193 | -0.28558 | 17.5905 | 0.062663 | 0.061789 | supercritical | integrated_cp_bulk_transport | 13861.6951 | 6381.6728 | 7907.0856 | 3.6967 | 0.052386 | -1618.9587 | 1365.1059 | -8.7509e-06 | 0.00018008 | 0.00018873 | -3.469e-08 | 240.0577 | 939.4807 | 8.1909 | 86.3393 | 21.6977 | 363.9628 | 0.50623 | 0.0377 | 4.6447 | 91.6606 | 0.22696 | -0.015455 | 0.21151 | 0.08109 | 0.015489 | 1.0541e-06 | 0.01549 | 0.022022 | 0.00021965 | 0.059615 | 0.0088825 | 0.88408 | 4.7214
0.4 | 0.033412 | 14180.4736 | 1273.0493 | 311.486 | 309.8047 | 293.9674 | 309.6772 | 293.9674 | 17.5186 | -3.3718 | -1603.5835 | 1352.1416 | -0.28558 | 17.4494 | 0.062677 | 0.061798 | supercritical | integrated_cp_bulk_transport | 13792.6317 | 6581.8866 | 8198.351 | 3.8028 | 0.053103 | -1608.5605 | 1356.3382 | -1.2944e-05 | 0.00028154 | 0.00022391 | -3.949e-08 | 241.1712 | 956.7536 | 8.1909 | 86.3367 | 22.3784 | 363.9634 | 0.49709 | 0.0377 | 4.6448 | 91.8199 | 0.22522 | -0.01528 | 0.20994 | 0.080457 | 0.015493 | 1.0474e-06 | 0.015494 | 0.022022 | 0.0002501 | 0.061485 | 0.0086272 | 0.85879 | 5.377
0.45 | 0.033412 | 14119.5572 | 1272.7398 | 311.3377 | 309.6972 | 293.9573 | 309.5705 | 293.9573 | 17.3803 | -3.3513 | -1593.8523 | 1343.9362 | -0.28558 | 17.3138 | 0.062691 | 0.061806 | supercritical | integrated_cp_bulk_transport | 13722.8762 | 6790.1051 | 8503.6201 | 3.9133 | 0.053834 | -1598.6123 | 1347.9499 | -1.7257e-05 | 0.0003876 | 0.00025926 | -4.4305e-08 | 242.3068 | 974.4935 | 8.1909 | 86.3342 | 23.0864 | 363.9639 | 0.48804 | 0.0377 | 4.645 | 91.9782 | 0.2235 | -0.015109 | 0.20839 | 0.079832 | 0.015497 | 1.0411e-06 | 0.015498 | 0.022022 | 0.00028032 | 0.06343 | 0.0083771 | 0.83399 | 6.0284
0.5 | 0.033412 | 14058.1391 | 1272.432 | 311.1947 | 309.594 | 293.9473 | 309.468 | 293.9473 | 17.2474 | -3.3317 | -1584.5465 | 1336.0896 | -0.28558 | 17.1835 | 0.062705 | 0.061814 | supercritical | integrated_cp_bulk_transport | 13652.4299 | 7006.6759 | 8823.6285 | 4.0287 | 0.05458 | -1589.0975 | 1339.927 | -8.8252e-06 | 0.00051035 | 0.00029576 | -4.9133e-08 | 243.4647 | 992.7117 | 8.1909 | 86.3317 | 23.8227 | 363.9645 | 0.47909 | 0.0377 | 4.6451 | 92.1354 | 0.22179 | -0.014944 | 0.20685 | 0.079213 | 0.0155 | 1.035e-06 | 0.015501 | 0.022022 | 0.00031032 | 0.065453 | 0.008132 | 0.80969 | 6.6759
0.55 | 0.033412 | 13996.2272 | 1272.1259 | 311.0571 | 309.4949 | 293.9374 | 309.3697 | 293.9374 | 17.1197 | -3.313 | -1575.6503 | 1328.5884 | -0.28558 | 17.0583 | 0.06272 | 0.061823 | supercritical | integrated_cp_bulk_transport | 13581.2937 | 7231.9592 | 9159.1446 | 4.1489 | 0.05534 | -1580.0001 | 1332.2561 | -1.067e-05 | 0.00062726 | 0.00033148 | -5.3985e-08 | 244.6451 | 1011.4197 | 8.1909 | 86.3292 | 24.5887 | 363.965 | 0.47022 | 0.0377 | 4.6452 | 92.2914 | 0.22011 | -0.014782 | 0.20532 | 0.078602 | 0.015504 | 1.0291e-06 | 0.015505 | 0.022022 | 0.0003401 | 0.067558 | 0.0078921 | 0.78589 | 7.3197
0.6 | 0.033412 | 13933.8291 | 1271.8214 | 310.9245 | 309.3999 | 293.9275 | 309.2753 | 293.9275 | 16.997 | -3.2951 | -1567.1487 | 1321.4198 | -0.28558 | 16.9379 | 0.062735 | 0.061831 | supercritical | integrated_cp_bulk_transport | 13509.4682 | 7466.3279 | 9510.9706 | 4.2744 | 0.056115 | -1571.3047 | 1324.9241 | -1.2561e-05 | 0.00074812 | 0.00036721 | -5.8853e-08 | 245.8481 | 1030.6282 | 8.1909 | 86.3267 | 25.3855 | 363.9656 | 0.46146 | 0.0377 | 4.6454 | 92.4462 | 0.21844 | -0.014625 | 0.20381 | 0.077996 | 0.015508 | 1.0235e-06 | 0.015509 | 0.022022 | 0.00036966 | 0.069747 | 0.0076572 | 0.76259 | 7.9598
0.65 | 0.033412 | 13870.9524 | 1271.5185 | 310.7967 | 309.3086 | 293.9177 | 309.1847 | 293.9177 | 16.8791 | -3.2781 | -1559.0267 | 1314.5713 | -0.28558 | 16.8224 | 0.062751 | 0.06184 | supercritical | integrated_cp_bulk_transport | 13436.9537 | 7710.1675 | 9879.9428 | 4.4052 | 0.056905 | -1562.9963 | 1317.9184 | -1.4491e-05 | 0.00087263 | 0.00040288 | -6.373e-08 | 247.0736 | 1050.3477 | 8.1909 | 86.3242 | 26.2146 | 363.9662 | 0.4528 | 0.0377 | 4.6455 | 92.5998 | 0.21679 | -0.014472 | 0.20232 | 0.077397 | 0.015511 | 1.0181e-06 | 0.015512 | 0.022022 | 0.00039901 | 0.072025 | 0.0074273 | 0.73978 | 8.5964
0.7 | 0.033412 | 13807.6042 | 1271.217 | 310.6737 | 309.2211 | 293.9079 | 309.0979 | 293.9079 | 16.7658 | -3.2618 | -1551.2703 | 1308.0311 | -0.28558 | 16.7113 | 0.062766 | 0.061849 | supercritical | integrated_cp_bulk_transport | 13363.7503 | 7963.8759 | 10266.9317 | 4.5418 | 0.05771 | -1555.0604 | 1311.2269 | -1.645e-05 | 0.0010006 | 0.00043842 | -6.8613e-08 | 248.3215 | 1070.5884 | 8.1909 | 86.3218 | 27.0772 | 363.9667 | 0.44424 | 0.0377 | 4.6456 | 92.752 | 0.21516 | -0.014323 | 0.20084 | 0.076804 | 0.015515 | 1.013e-06 | 0.015516 | 0.022022 | 0.00042813 | 0.074395 | 0.0072025 | 0.71747 | 9.2298
0.75 | 0.033412 | 13743.7915 | 1270.9169 | 310.5551 | 309.1372 | 293.8981 | 309.0145 | 293.8981 | 16.657 | -3.2462 | -1543.8655 | 1301.7874 | -0.28558 | 16.6047 | 0.062782 | 0.061858 | supercritical | integrated_cp_bulk_transport | 13289.8578 | 8227.8633 | 10672.8424 | 4.6842 | 0.05853 | -1547.483 | 1304.8376 | -1.8502e-05 | 0.0011318 | 0.00047382 | -7.3506e-08 | 249.5917 | 1091.3595 | 8.1909 | 86.3193 | 27.9747 | 363.9673 | 0.43578 | 0.0377 | 4.6458 | 92.9028 | 0.21354 | -0.014177 | 0.19937 | 0.076218 | 0.015519 | 1.0081e-06 | 0.01552 | 0.022022 | 0.00045705 | 0.076861 | 0.0069828 | 0.69566 | 9.86
0.8 | 0.033412 | 13679.5211 | 1270.6182 | 310.441 | 309.0567 | 293.8884 | 308.9346 | 293.8884 | 16.5526 | -3.2313 | -1536.7989 | 1295.8288 | -0.28558 | 16.5024 | 0.062799 | 0.061868 | supercritical | integrated_cp_bulk_transport | 13215.2759 | 8502.5521 | 11098.614 | 4.8329 | 0.059366 | -1540.2504 | 1298.7391 | -2.0502e-05 | 0.0012659 | 0.00050894 | -7.8388e-08 | 250.8839 | 1112.67 | 8.1909 | 86.3169 | 28.9087 | 363.9678 | 0.42743 | 0.0377 | 4.6459 | 93.0521 | 0.21195 | -0.014035 | 0.19791 | 0.075637 | 0.015522 | 1.0033e-06 | 0.015523 | 0.022022 | 0.00048575 | 0.079426 | 0.006768 | 0.67434 | 10.4872
0.85 | 0.033412 | 13614.7996 | 1270.3208 | 310.331 | 308.9795 | 293.8788 | 308.858 | 293.8788 | 16.4523 | -3.2172 | -1530.0574 | 1290.1444 | -0.28558 | 16.4041 | 0.062815 | 0.061877 | supercritical | integrated_cp_bulk_transport | 13140.0039 | 8788.3761 | 11545.2181 | 4.988 | 0.060217 | -1533.3494 | 1292.9202 | -2.2505e-05 | 0.0014027 | 0.00054374 | -8.3258e-08 | 252.1979 | 1134.5279 | 8.1909 | 86.3144 | 29.8805 | 363.9684 | 0.4192 | 0.0377 | 4.646 | 93.1998 | 0.21036 | -0.013896 | 0.19647 | 0.075062 | 0.015526 | 9.9883e-07 | 0.015527 | 0.022022 | 0.00051425 | 0.082096 | 0.0065583 | 0.65351 | 11.1115
0.9 | 0.033412 | 13549.6335 | 1270.0246 | 310.2251 | 308.9055 | 293.8691 | 308.7845 | 293.8691 | 16.356 | -3.2036 | -1523.6286 | 1284.7236 | -0.28558 | 16.3098 | 0.062832 | 0.061887 | supercritical | integrated_cp_bulk_transport | 13064.0407 | 9085.781 | 12013.6563 | 5.1498 | 0.061083 | -1526.7672 | 1287.3701 | -2.4501e-05 | 0.0015421 | 0.00057817 | -8.811e-08 | 253.533 | 1156.9403 | 8.1909 | 86.312 | 30.8917 | 363.9689 | 0.41108 | 0.0377 | 4.6462 | 93.346 | 0.2088 | -0.01376 | 0.19504 | 0.074492 | 0.015529 | 9.9451e-07 | 0.01553 | 0.022022 | 0.00054254 | 0.084874 | 0.0063536 | 0.63317 | 11.7331
0.95 | 0.033412 | 13484.0292 | 1269.7295 | 310.1231 | 308.8345 | 293.8596 | 308.714 | 293.8596 | 16.2636 | -3.1908 | -1517.4999 | 1279.5559 | -0.28558 | 16.2192 | 0.06285 | 0.061897 | supercritical | integrated_cp_bulk_transport | 12987.3853 | 9395.2232 | 12504.9547 | 5.3186 | 0.061965 | -1520.4914 | 1282.0783 | -2.6482e-05 | 0.0016833 | 0.00061213 | -9.2939e-08 | 254.8888 | 1179.9133 | 8.1909 | 86.3096 | 31.9438 | 363.9694 | 0.40307 | 0.0377 | 4.6463 | 93.4905 | 0.20725 | -0.013628 | 0.19362 | 0.073928 | 0.015533 | 9.9037e-07 | 0.015534 | 0.022022 | 0.00057062 | 0.087765 | 0.0061538 | 0.61333 | 12.352
1 | 0.033412 | 13417.9929 | 1269.4356 | 310.0249 | 308.7664 | 293.85 | 308.6464 | 293.85 | 16.1749 | [5 empty] | 0.062867 | 0.061906 | supercritical | integrated_cp_bulk_transport | 12910.036 | 9717.1697 | 13020.1558 | 5.4946 | 0.062861 | -1514.5097 | 1277.0346 | -2.8436e-05 | 0.0018264 | 0.00064558 | -9.7732e-08 | 256.2644 | 1203.4514 | 8.1909 | 86.3072 | 33.0384 | 363.97 | 0.39519 | 0.0377 | 4.6464 | 93.6332 | 0.20571 | -0.013499 | 0.19221 | 0.073369 | 0 | 0 | 0 | 0.022022 | 0.0005985 | 0.090772 | 0.005959 | 0.59397 | 12.9685

## May24_3
pos | roughness | Re_CO2 | Re_H2O | CO2b | CO2w | H2Ob | H2Ow | H2Ob_at_pos | dT_bulk | Q | q_CO2 | q_H2O | Q_leak | lmtd | CO2_heat_friction_factor | CO2_hydraulic_friction_factor | CO2_phase_bulk | CO2_Pr_branch | CO2_Re_film | CO2_Cp_bulk_J_kgK | CO2_Cp_integrated_J_kgK | CO2_Pr_used | CO2_k_film_W_mK | CO2_node_heat_flux_W_m2 | H2O_node_heat_flux_W_m2 | CO2_correlation_wall_flux_residual_W_m2 | CO2_final_wall_flux_residual_W_m2 | H2O_final_wall_flux_residual_W_m2 | wall_conduction_residual_K | Nu_CO2 | htc_CO2 | Nu_H2O | htc_H2O | CO2_mCp | H2O_mCp | r_CO2 | r_cond | r_H2O | U | CO2_visc | CO2_acc | CO2_tot | Ve_CO2 | H2O_visc | H2O_acc | H2O_tot | Ve_H2O | CO2_dp_cumulative_psi | C | NTU | effectiveness | overall effectiveness
0 | 0.016803 | 5583.8694 | 1272.1229 | 302.6518 | 300.7486 | 293.9373 | 300.6937 | 293.9373 | 8.7145 | -1.4466 | -688.0008 | 580.1223 | -0.28558 | 8.6724 | 0.05408 | 0.052287 | supercritical_liquid | bulk_cp | 5372.1475 | 4816.3038 | 4415.4326 | 3.5365 | 0.080148 | -691.7411 | 583.2761 | -4.5366e-07 | 0.0042546 | 0.0030623 | -3.4551e-07 | 60.7032 | 363.4625 | 8.1909 | 86.3292 | 16.3754 | 363.9651 | 1.3085 | 0.0377 | 4.6452 | 79.3784 | 0 | 0 | 0 | 0.033852 | 0.015504 | 4.9543e-07 | 0.015505 | 0.022022 | 0 | 0.044992 | 0.010192 | 1.0138 | 0
0.05 | 0.016803 | 5562.6725 | 1271.9763 | 302.563 | 300.6704 | 293.9325 | 300.6162 | 293.9325 | 8.6305 | -1.431 | -680.5536 | 573.8428 | -0.28558 | 8.5885 | 0.054104 | 0.05231 | supercritical_liquid | bulk_cp | 5355.038 | 4771.2002 | 4383.6388 | 3.5116 | 0.080263 | -684.2751 | 576.9808 | -4.1486e-07 | 0.0038721 | 0.0027259 | -3.001e-07 | 60.2968 | 361.5486 | 8.1909 | 86.328 | 16.2221 | 363.9653 | 1.3154 | 0.0377 | 4.6453 | 79.2859 | 0.079797 | -0.0018186 | 0.077979 | 0.033777 | 0.015506 | 4.9083e-07 | 0.015506 | 0.022022 | 1.131e-05 | 0.04457 | 0.010277 | 1.0222 | 1.3218
0.1 | 0.016803 | 5541.8354 | 1271.831 | 302.4744 | 300.5926 | 293.9278 | 300.539 | 293.9278 | 8.5466 | -1.4154 | -673.1445 | 567.5954 | -0.28558 | 8.5046 | 0.054128 | 0.052332 | supercritical_liquid | bulk_cp | 5338.1911 | 4727.589 | 4352.7658 | 3.4875 | 0.080379 | -676.8466 | 570.7171 | -3.7629e-07 | 0.0034957 | 0.0024018 | -2.5713e-07 | 59.8998 | 359.6844 | 8.1909 | 86.3268 | 16.0738 | 363.9656 | 1.3223 | 0.0377 | 4.6454 | 79.1951 | 0.079655 | -0.0017857 | 0.07787 | 0.033703 | 0.015508 | 4.8627e-07 | 0.015508 | 0.022022 | 2.2604e-05 | 0.044163 | 0.01036 | 1.0304 | 2.6293
0.15 | 0.016803 | 5521.3514 | 1271.6871 | 302.3859 | 300.5153 | 293.9231 | 300.4622 | 293.9231 | 8.4628 | -1.3999 | -665.7747 | 561.3812 | -0.28558 | 8.4209 | 0.054151 | 0.052354 | supercritical_liquid | bulk_cp | 5321.6029 | 4685.4076 | 4322.7796 | 3.4642 | 0.080494 | -669.4569 | 564.486 | -6.8586e-07 | 0.0031716 | 0.0021004 | -2.1546e-07 | 59.5119 | 357.8682 | 8.1909 | 86.3256 | 15.9304 | 363.9658 | 1.329 | 0.0377 | 4.6454 | 79.1059 | 0.079516 | -0.0017535 | 0.077763 | 0.03363 | 0.015509 | 4.8173e-07 | 0.01551 | 0.022022 | 3.3882e-05 | 0.043769 | 0.010441 | 1.0384 | 3.9225
0.2 | 0.016803 | 5501.2143 | 1271.5445 | 302.2977 | 300.4383 | 293.9185 | 300.3859 | 293.9185 | 8.3792 | -1.3845 | -658.4456 | 555.2013 | -0.28558 | 8.3374 | 0.054174 | 0.052376 | supercritical_liquid | bulk_cp | 5305.2698 | 4644.5968 | 4293.648 | 3.4415 | 0.080609 | -662.1072 | 558.2888 | -6.1176e-07 | 0.002758 | 0.0017866 | -1.7799e-07 | 59.133 | 356.0985 | 8.1909 | 86.3244 | 15.7916 | 363.9661 | 1.3356 | 0.0377 | 4.6455 | 79.0183 | 0.07938 | -0.0017219 | 0.077658 | 0.033559 | 0.015511 | 4.7722e-07 | 0.015511 | 0.022022 | 4.5146e-05 | 0.043388 | 0.010521 | 1.0464 | 5.2016
0.25 | 0.016803 | 5481.4175 | 1271.4033 | 302.2096 | 300.3619 | 293.9139 | 300.31 | 293.9139 | 8.2957 | -1.3691 | -651.1582 | 549.0566 | -0.28558 | 8.254 | 0.054197 | 0.052398 | supercritical_liquid | bulk_cp | 5289.1883 | 4605.0997 | 4265.3399 | 3.4195 | 0.080724 | -654.7986 | 552.1262 | -5.3483e-07 | 0.0023976 | 0.0014954 | -1.4167e-07 | 58.7626 | 354.3738 | 8.1909 | 86.3233 | 15.6573 | 363.9664 | 1.3421 | 0.0377 | 4.6456 | 78.9322 | 0.079246 | -0.001691 | 0.077555 | 0.033489 | 0.015513 | 4.7273e-07 | 0.015513 | 0.022022 | 5.6394e-05 | 0.043019 | 0.0106 | 1.0542 | 6.4666
0.3 | 0.016803 | 5461.955 | 1271.2633 | 302.1218 | 300.2859 | 293.9094 | 300.2345 | 293.9094 | 8.2124 | -1.3539 | -643.9137 | 542.948 | -0.28558 | 8.1708 | 0.05422 | 0.052419 | supercritical_liquid | bulk_cp | 5273.3547 | 4566.8623 | 4237.8257 | 3.3982 | 0.080839 | -647.5324 | 545.9993 | -4.5877e-07 | 0.0020423 | 0.0012142 | -1.0738e-07 | 58.4006 | 352.6925 | 8.1909 | 86.3221 | 15.5273 | 363.9666 | 1.3485 | 0.0377 | 4.6456 | 78.8477 | 0.079114 | -0.0016607 | 0.077453 | 0.03342 | 0.015514 | 4.6828e-07 | 0.015515 | 0.022022 | 6.7628e-05 | 0.042661 | 0.010677 | 1.0618 | 7.7176
0.35 | 0.016803 | 5442.8204 | 1271.1246 | 302.0343 | 300.2103 | 293.9049 | 300.1595 | 293.9049 | 8.1294 | -1.3388 | -636.713 | 536.8764 | -0.28558 | 8.0879 | 0.054242 | 0.05244 | supercritical_liquid | bulk_cp | 5257.7653 | 4529.8331 | 4211.0768 | 3.3775 | 0.080954 | -640.3095 | 539.909 | -3.8367e-07 | 0.001692 | 0.00094285 | -7.5048e-08 | 58.0468 | 351.0532 | 8.1909 | 86.321 | 15.4014 | 363.9669 | 1.3548 | 0.0377 | 4.6457 | 78.7647 | 0.078985 | -0.001631 | 0.077354 | 0.033353 | 0.015516 | 4.6385e-07 | 0.015517 | 0.022022 | 7.8847e-05 | 0.042315 | 0.010753 | 1.0693 | 8.9547
0.4 | 0.016803 | 5424.008 | 1270.9872 | 301.947 | 300.1352 | 293.9004 | 300.085 | 293.9004 | 8.0466 | -1.3237 | -629.5572 | 530.8426 | -0.28558 | 8.0052 | 0.054265 | 0.052461 | supercritical_liquid | bulk_cp | 5242.4166 | 4493.9632 | 4185.0659 | 3.3574 | 0.081069 | -633.131 | 533.856 | -6.3141e-07 | 0.0013461 | 0.00068074 | -4.4581e-08 | 57.7009 | 349.4546 | 8.1909 | 86.3199 | 15.2795 | 363.9671 | 1.361 | 0.0377 | 4.6457 | 78.6832 | 0.078859 | -0.0016019 | 0.077257 | 0.033286 | 0.015518 | 4.5945e-07 | 0.015518 | 0.022022 | 9.0052e-05 | 0.04198 | 0.010828 | 1.0767 | 10.1779
0.45 | 0.016803 | 5405.5117 | 1270.851 | 301.86 | 300.0606 | 293.896 | 300.011 | 293.896 | 7.964 | -1.3088 | -622.4472 | 524.8475 | -0.28558 | 7.9228 | 0.054287 | 0.052482 | supercritical_liquid | bulk_cp | 5227.3051 | 4459.2056 | 4159.767 | 3.3378 | 0.081183 | -625.9978 | 527.8414 | -4.8285e-07 | 0.0010054 | 0.00042772 | -1.5901e-08 | 57.3627 | 347.8954 | 8.1909 | 86.3188 | 15.1613 | 363.9674 | 1.3671 | 0.0377 | 4.6458 | 78.6031 | 0.078734 | -0.0015734 | 0.077161 | 0.033221 | 0.015519 | 4.5509e-07 | 0.01552 | 0.022022 | 0.00010124 | 0.041656 | 0.010901 | 1.0839 | 11.3874
0.5 | 0.016803 | 5387.3259 | 1270.7162 | 301.7734 | 299.9865 | 293.8916 | 299.9375 | 293.8916 | 7.8818 | -1.2939 | -615.3839 | 518.8917 | -0.28558 | 7.8407 | 0.054308 | 0.052503 | supercritical_liquid | bulk_cp | 5212.4272 | 4425.5158 | 4135.1549 | 3.3189 | 0.081296 | -618.9109 | 521.8657 | -3.3683e-07 | 0.00066933 | 0.00018333 | 1.107e-08 | 57.0319 | 346.3742 | 8.1909 | 86.3177 | 15.0468 | 363.9676 | 1.3731 | 0.0377 | 4.6459 | 78.5244 | 0.078612 | -0.0015455 | 0.077067 | 0.033157 | 0.015521 | 4.5075e-07 | 0.015521 | 0.022022 | 0.00011242 | 0.041341 | 0.010973 | 1.0911 | 12.5833
0.55 | 0.016803 | 5369.4447 | 1270.5826 | 301.6871 | 299.913 | 293.8873 | 299.8644 | 293.8873 | 7.7998 | -1.2792 | -608.3681 | 512.976 | -0.28558 | 7.7589 | 0.05433 | 0.052523 | supercritical_liquid | bulk_cp | 5197.7795 | 4392.8514 | 4111.2056 | 3.3004 | 0.08141 | -611.8712 | 515.9298 | -3.9449e-07 | 0.00033759 | -5.2812e-05 | 3.6406e-08 | 56.7085 | 344.8899 | 8.1909 | 86.3166 | 14.9357 | 363.9679 | 1.379 | 0.0377 | 4.6459 | 78.4472 | 0.078493 | -0.0015181 | 0.076974 | 0.033095 | 0.015523 | 4.4645e-07 | 0.015523 | 0.022022 | 0.00012359 | 0.041036 | 0.011044 | 1.0981 | 13.7655
0.6 | 0.016803 | 5351.8628 | 1270.4503 | 301.6011 | 299.8399 | 293.883 | 299.7919 | 293.883 | 7.7181 | -1.2645 | -601.4006 | 507.101 | -0.28558 | 7.6774 | 0.054351 | 0.052543 | supercritical_liquid | bulk_cp | 5183.3586 | 4361.1718 | 4087.8962 | 3.2825 | 0.081523 | -604.8793 | 510.0343 | -4.4947e-07 | 1.0339e-05 | -0.00028097 | 6.0179e-08 | 56.3921 | 343.4412 | 8.1909 | 86.3155 | 14.828 | 363.9681 | 1.3848 | 0.0377 | 4.646 | 78.3712 | 0.078375 | -0.0014913 | 0.076884 | 0.033033 | 0.015524 | 4.4217e-07 | 0.015525 | 0.022022 | 0.00013474 | 0.04074 | 0.011113 | 1.1049 | 14.9343
0.65 | 0.016803 | 5334.5746 | 1270.3192 | 301.5155 | 299.7673 | 293.8787 | 299.7199 | 293.8787 | 7.6368 | -1.25 | -594.4822 | 501.2674 | -0.28558 | 7.5962 | 0.054372 | 0.052563 | supercritical_liquid | bulk_cp | 5169.1609 | 4330.4383 | 4065.2045 | 3.2651 | 0.081635 | -597.9362 | 504.1798 | 3.4964e-07 | -0.00031164 | -0.00050125 | 8.2459e-08 | 56.0825 | 342.0271 | 8.1909 | 86.3144 | 14.7235 | 363.9684 | 1.3905 | 0.0377 | 4.646 | 78.2966 | 0.07826 | -0.001465 | 0.076795 | 0.032972 | 0.015526 | 4.3793e-07 | 0.015526 | 0.022022 | 0.00014587 | 0.040453 | 0.011181 | 1.1117 | 16.0897
0.7 | 0.016803 | 5317.5747 | 1270.1893 | 301.4303 | 299.6953 | 293.8745 | 299.6484 | 293.8745 | 7.5558 | -1.2355 | -587.6136 | 495.4758 | -0.28558 | 7.5155 | 0.054393 | 0.052582 | supercritical_liquid | bulk_cp | 5155.1832 | 4300.6142 | 4043.1094 | 3.2482 | 0.081747 | -591.0425 | 498.367 | 4.4537e-07 | -0.00062996 | -0.00071432 | 1.0331e-07 | 55.7797 | 340.6465 | 8.1909 | 86.3134 | 14.6221 | 363.9686 | 1.3961 | 0.0377 | 4.6461 | 78.2233 | 0.078147 | -0.0014392 | 0.076707 | 0.032913 | 0.015527 | 4.3372e-07 | 0.015528 | 0.022022 | 0.000157 | 0.040174 | 0.011248 | 1.1183 | 17.2318
0.75 | 0.016803 | 5300.858 | 1270.0607 | 301.3455 | 299.6238 | 293.8703 | 299.5774 | 293.8703 | 7.4752 | -1.2212 | -580.7954 | 489.7267 | -0.28558 | 7.435 | 0.054414 | 0.052602 | supercritical_liquid | bulk_cp | 5141.4222 | 4271.6643 | 4021.5907 | 3.2318 | 0.081858 | -584.1989 | 492.5965 | 3.4983e-07 | -0.00094414 | -0.00092033 | 1.228e-07 | 55.4833 | 339.2983 | 8.1909 | 86.3123 | 14.5237 | 363.9688 | 1.4017 | 0.0377 | 4.6462 | 78.1513 | 0.078035 | -0.0014139 | 0.076621 | 0.032854 | 0.015529 | 4.2955e-07 | 0.015529 | 0.022022 | 0.00016811 | 0.039904 | 0.011314 | 1.1248 | 18.3608
0.8 | 0.016803 | 5284.4192 | 1269.9333 | 301.2612 | 299.5528 | 293.8662 | 299.507 | 293.8662 | 7.395 | -1.207 | -574.0283 | 484.0206 | -0.28558 | 7.355 | 0.054434 | 0.052621 | supercritical_liquid | bulk_cp | 5127.8744 | 4243.555 | 4000.6288 | 3.2158 | 0.081969 | -577.4061 | 486.8688 | 4.7783e-07 | -0.0012538 | -0.0011195 | 1.4099e-07 | 55.1933 | 337.9815 | 8.1909 | 86.3113 | 14.4281 | 363.9691 | 1.4072 | 0.0377 | 4.6462 | 78.0805 | 0.077926 | -0.0013891 | 0.076537 | 0.032797 | 0.015531 | 4.2541e-07 | 0.015531 | 0.022022 | 0.00017921 | 0.039641 | 0.011379 | 1.1312 | 19.4766
0.85 | 0.016803 | 5268.2534 | 1269.8071 | 301.1773 | 299.4823 | 293.8621 | 299.4371 | 293.8621 | 7.3152 | -1.1929 | -567.3127 | 478.3581 | -0.28558 | 7.2754 | 0.054455 | 0.05264 | supercritical_liquid | bulk_cp | 5114.5366 | 4216.2544 | 3980.2052 | 3.2002 | 0.082079 | -570.6645 | 481.1843 | 2.959e-07 | -0.0015595 | -0.0013121 | 1.5793e-07 | 54.9095 | 336.6952 | 8.1909 | 86.3102 | 14.3353 | 363.9693 | 1.4125 | 0.0377 | 4.6463 | 78.011 | 0.077819 | -0.0013649 | 0.076454 | 0.03274 | 0.015532 | 4.213e-07 | 0.015532 | 0.022022 | 0.0001903 | 0.039386 | 0.011442 | 1.1375 | 20.5794
0.9 | 0.016803 | 5252.3556 | 1269.682 | 301.0938 | 299.4125 | 293.858 | 299.3678 | 293.858 | 7.2358 | -1.1788 | -560.6493 | 472.7395 | -0.28558 | 7.1962 | 0.054475 | 0.052659 | supercritical_liquid | bulk_cp | 5101.4057 | 4189.732 | 3960.302 | 3.1851 | 0.082189 | -563.9749 | 475.5436 | 3.5553e-07 | -0.0018607 | -0.0014983 | 1.7369e-07 | 54.6316 | 335.4384 | 8.1909 | 86.3092 | 14.2451 | 363.9695 | 1.4178 | 0.0377 | 4.6463 | 77.9426 | 0.077714 | -0.001341 | 0.076373 | 0.032685 | 0.015534 | 4.1722e-07 | 0.015534 | 0.022022 | 0.00020138 | 0.039138 | 0.011505 | 1.1436 | 21.6693
0.95 | 0.016803 | 5236.721 | 1269.5582 | 301.0108 | 299.3431 | 293.854 | 299.299 | 293.854 | 7.1568 | -1.1649 | -554.0385 | 467.1653 | -0.28558 | 7.1174 | 0.054494 | 0.052677 | supercritical_liquid | bulk_cp | 5088.4784 | 4163.9586 | 3940.9019 | 3.1704 | 0.082298 | -557.3376 | 469.9471 | 4.135e-07 | -0.0021577 | -0.0016783 | 1.8832e-07 | 54.3596 | 334.2102 | 8.1909 | 86.3082 | 14.1575 | 363.9698 | 1.423 | 0.0377 | 4.6464 | 77.8755 | 0.077611 | -0.0013177 | 0.076293 | 0.03263 | 0.015535 | 4.1318e-07 | 0.015535 | 0.022022 | 0.00021244 | 0.038897 | 0.011566 | 1.1497 | 22.7464
1 | 0.016803 | 5221.3447 | 1269.4356 | 300.9282 | 299.2744 | 293.85 | 299.2307 | 293.85 | 7.0782 | [5 empty] | 0.054514 | 0.052695 | supercritical_liquid | bulk_cp | 5075.7517 | 4138.9065 | 3921.9886 | 3.156 | 0.082406 | -550.7532 | 464.3951 | 4.6977e-07 | -0.0024505 | -0.0018525 | 2.0186e-07 | 54.0932 | 333.0098 | 8.1909 | 86.3072 | 14.0723 | 363.97 | 1.4282 | 0.0377 | 4.6464 | 77.8094 | 0.077509 | -0.0012948 | 0.076215 | 0.032576 | 0 | 0 | 0 | 0.022022 | 0.0002235 | 0.038663 | 0.011626 | 1.1556 | 23.8109

## May27_7
pos | roughness | Re_CO2 | Re_H2O | CO2b | CO2w | H2Ob | H2Ow | H2Ob_at_pos | dT_bulk | Q | q_CO2 | q_H2O | Q_leak | lmtd | CO2_heat_friction_factor | CO2_hydraulic_friction_factor | CO2_phase_bulk | CO2_Pr_branch | CO2_Re_film | CO2_Cp_bulk_J_kgK | CO2_Cp_integrated_J_kgK | CO2_Pr_used | CO2_k_film_W_mK | CO2_node_heat_flux_W_m2 | H2O_node_heat_flux_W_m2 | CO2_correlation_wall_flux_residual_W_m2 | CO2_final_wall_flux_residual_W_m2 | H2O_final_wall_flux_residual_W_m2 | wall_conduction_residual_K | Nu_CO2 | htc_CO2 | Nu_H2O | htc_H2O | CO2_mCp | H2O_mCp | r_CO2 | r_cond | r_H2O | U | CO2_visc | CO2_acc | CO2_tot | Ve_CO2 | H2O_visc | H2O_acc | H2O_tot | Ve_H2O | CO2_dp_cumulative_psi | C | NTU | effectiveness | overall effectiveness
0 | 0.002036 | 8264.9501 | 1274.3501 | 307.8939 | 306.8543 | 294.0096 | 306.7509 | 294.0096 | 13.8843 | -2.7381 | -1302.2213 | 1098.033 | -0.28558 | 13.867 | 0.0367 | 0.03523 | supercritical | bulk_cp | 7597.063 | 19069.0061 | 13939.0408 | 9.0422 | 0.079212 | -1304.7651 | 1100.178 | 1.3844e-06 | 0.0005396 | 0.00013835 | -1.8747e-08 | 212.0932 | 1255.0917 | 8.1909 | 86.3473 | 64.8346 | 363.961 | 0.37893 | 0.0377 | 4.6443 | 93.974 | 0 | 0 | 0 | 0.044171 | 0.015477 | 8.6778e-07 | 0.015478 | 0.022022 | 0 | 0.17814 | 0.0030477 | 0.30422 | 0
0.05 | 0.002036 | 8198.1344 | 1274.094 | 307.851 | 306.7963 | 294.0013 | 306.6932 | 294.0013 | 13.8497 | -2.7273 | -1297.0661 | 1093.6861 | -0.28558 | 13.8317 | 0.03676 | 0.035292 | supercritical | bulk_cp | 7545.2149 | 18455.2078 | 13548.4957 | 8.8616 | 0.078998 | -1299.681 | 1095.8911 | 1.1373e-06 | 0.00045719 | 9.6027e-05 | -1.1269e-08 | 208.8031 | 1232.2751 | 8.1909 | 86.3452 | 62.7477 | 363.9615 | 0.38595 | 0.0377 | 4.6444 | 93.8419 | 0.070057 | -0.0067611 | 0.063296 | 0.043892 | 0.01548 | 8.6432e-07 | 0.015481 | 0.022022 | 9.1803e-06 | 0.1724 | 0.0031446 | 0.31388 | 1.1001
0.1 | 0.002036 | 8131.9853 | 1273.839 | 307.8068 | 306.7368 | 293.993 | 306.6342 | 293.993 | 13.8138 | -2.7161 | -1291.7696 | 1089.2201 | -0.28558 | 13.7952 | 0.036821 | 0.035354 | supercritical | bulk_cp | 7493.8383 | 17856.4018 | 13170.3744 | 8.6817 | 0.078792 | -1294.455 | 1091.4845 | 1.7889e-06 | 0.00037239 | 5.3709e-05 | -3.9051e-09 | 205.5388 | 1209.8441 | 8.1909 | 86.3432 | 60.7118 | 363.9619 | 0.3931 | 0.0377 | 4.6445 | 93.7075 | 0.069738 | -0.0066598 | 0.063078 | 0.043616 | 0.015483 | 8.6078e-07 | 0.015484 | 0.022022 | 1.8329e-05 | 0.16681 | 0.0032454 | 0.32392 | 2.1959
0.15 | 0.002036 | 8066.5205 | 1273.5848 | 307.7613 | 306.6761 | 293.9848 | 306.5739 | 293.9848 | 13.7765 | -2.7047 | -1286.3327 | 1084.6358 | -0.28558 | 13.7572 | 0.036882 | 0.035417 | supercritical | bulk_cp | 7442.9488 | 17275.0008 | 12804.6544 | 8.5034 | 0.078594 | -1289.0882 | 1086.9592 | 1.3784e-06 | 0.00028678 | 1.1636e-05 | 3.3353e-09 | 202.3098 | 1187.8466 | 8.1909 | 86.3411 | 58.735 | 363.9624 | 0.40038 | 0.0377 | 4.6446 | 93.5712 | 0.069424 | -0.0065583 | 0.062866 | 0.043345 | 0.015486 | 8.5716e-07 | 0.015487 | 0.022022 | 2.7447e-05 | 0.16138 | 0.0033497 | 0.33432 | 3.2873
0.2 | 0.002036 | 8001.7569 | 1273.3317 | 307.7145 | 306.6139 | 293.9765 | 306.5122 | 293.9765 | 13.7379 | -2.693 | -1280.7567 | 1079.934 | -0.28558 | 13.7179 | 0.036942 | 0.035479 | supercritical | bulk_cp | 7392.5621 | 16712.5938 | 12451.2176 | 8.3277 | 0.078404 | -1283.5816 | 1082.316 | 1.0065e-06 | 0.00019835 | -3.0251e-05 | 1.0407e-08 | 199.1236 | 1166.3182 | 8.1909 | 86.339 | 56.8228 | 363.9628 | 0.40777 | 0.0377 | 4.6447 | 93.4333 | 0.069116 | -0.0064568 | 0.062659 | 0.043077 | 0.015489 | 8.5346e-07 | 0.01549 | 0.022022 | 3.6535e-05 | 0.15612 | 0.0034573 | 0.34505 | 4.374
0.25 | 0.002036 | 7937.7101 | 1273.0796 | 307.6663 | 306.5505 | 293.9684 | 306.4492 | 293.9684 | 13.6979 | -2.681 | -1275.0423 | 1075.1156 | -0.28558 | 13.6772 | 0.037003 | 0.035542 | supercritical | bulk_cp | 7342.693 | 16170.0526 | 12109.8718 | 8.1552 | 0.078223 | -1277.9363 | 1077.5559 | 1.3333e-06 | 0.00010893 | -7.1754e-05 | 1.7303e-08 | 195.9855 | 1145.2833 | 8.1909 | 86.337 | 54.9782 | 363.9633 | 0.41526 | 0.0377 | 4.6448 | 93.294 | 0.068813 | -0.0063552 | 0.062458 | 0.042814 | 0.015492 | 8.4968e-07 | 0.015493 | 0.022022 | 4.5594e-05 | 0.15105 | 0.003568 | 0.35607 | 5.456
0.3 | 0.002036 | 7874.3945 | 1272.8285 | 307.6167 | 306.4857 | 293.9602 | 306.3848 | 293.9602 | 13.6565 | -2.6686 | -1269.1902 | 1070.1812 | -0.28558 | 13.6351 | 0.037064 | 0.035604 | supercritical | bulk_cp | 7293.3545 | 15647.6663 | 11780.3719 | 7.9862 | 0.07805 | -1272.1531 | 1072.6795 | 7.5814e-07 | 1.7044e-05 | -0.00011293 | 2.4007e-08 | 192.8993 | 1124.756 | 8.1909 | 86.3349 | 53.2021 | 363.9638 | 0.42284 | 0.0377 | 4.6449 | 93.1535 | 0.068515 | -0.0062537 | 0.062262 | 0.042555 | 0.015495 | 8.4582e-07 | 0.015496 | 0.022022 | 5.4624e-05 | 0.14617 | 0.0036816 | 0.36738 | 6.5332
0.35 | 0.002036 | 7811.8237 | 1272.5785 | 307.5657 | 306.4196 | 293.9521 | 306.3192 | 293.9521 | 13.6136 | -2.6561 | -1263.2009 | 1065.131 | -0.28558 | 13.5915 | 0.037124 | 0.035667 | supercritical | bulk_cp | 7244.5574 | 15145.2871 | 11462.4388 | 7.8209 | 0.077885 | -1266.2324 | 1067.6872 | 1.0464e-06 | -7.5791e-05 | -0.00015364 | 3.0509e-08 | 189.8671 | 1104.7425 | 8.1909 | 86.3329 | 51.494 | 363.9642 | 0.4305 | 0.0377 | 4.645 | 93.012 | 0.068223 | -0.0061523 | 0.062071 | 0.042301 | 0.015498 | 8.4188e-07 | 0.015499 | 0.022022 | 6.3626e-05 | 0.14148 | 0.0037979 | 0.37897 | 7.6054
0.4 | 0.002036 | 7750.0101 | 1272.3295 | 307.5133 | 306.3521 | 293.944 | 306.2522 | 293.944 | 13.5693 | -2.6432 | -1257.0747 | 1059.9654 | -0.28558 | 13.5464 | 0.037185 | 0.03573 | supercritical | bulk_cp | 7196.3103 | 14662.4687 | 11155.775 | 7.6594 | 0.077729 | -1260.1747 | 1062.5793 | -5.4439e-07 | -0.00017225 | -0.00019407 | 3.6801e-08 | 186.8901 | 1085.2432 | 8.1909 | 86.3308 | 49.8524 | 363.9647 | 0.43824 | 0.0377 | 4.6452 | 92.8695 | 0.067936 | -0.0060511 | 0.061885 | 0.04205 | 0.015502 | 8.3786e-07 | 0.015502 | 0.022022 | 7.2602e-05 | 0.13697 | 0.003917 | 0.39083 | 8.6726
0.45 | 0.002036 | 7688.9651 | 1272.0817 | 307.4594 | 306.2834 | 293.936 | 306.184 | 293.936 | 13.5235 | -2.63 | -1250.8119 | 1054.6846 | -0.28558 | 13.4998 | 0.037246 | 0.035792 | supercritical | bulk_cp | 7148.6195 | 14198.5866 | 10860.0756 | 7.5017 | 0.077582 | -1253.9803 | 1057.3562 | -4.5474e-07 | -0.00026829 | -0.00023386 | 4.2874e-08 | 183.9687 | 1066.254 | 8.1909 | 86.3288 | 48.2752 | 363.9651 | 0.44604 | 0.0377 | 4.6453 | 92.7262 | 0.067655 | -0.0059503 | 0.061704 | 0.041804 | 0.015504 | 8.3377e-07 | 0.015505 | 0.022022 | 8.1552e-05 | 0.13264 | 0.0040387 | 0.40295 | 9.7346
0.5 | 0.002036 | 7628.6989 | 1271.835 | 307.4041 | 306.2133 | 293.9279 | 306.1144 | 293.9279 | 13.4761 | -2.6165 | -1244.4127 | 1049.2888 | -0.28558 | 13.4517 | 0.037306 | 0.035855 | supercritical | bulk_cp | 7101.4896 | 13752.933 | 10575.0371 | 7.3479 | 0.077443 | -1247.6494 | 1052.018 | -3.4108e-07 | -0.00036293 | -0.0002729 | 4.8743e-08 | 181.1028 | 1047.7688 | 8.1909 | 86.3268 | 46.76 | 363.9656 | 0.45391 | 0.0377 | 4.6454 | 92.5822 | 0.067378 | -0.0058497 | 0.061529 | 0.041562 | 0.015507 | 8.2959e-07 | 0.015508 | 0.022022 | 9.0476e-05 | 0.12847 | 0.0041631 | 0.41533 | 10.7913
0.55 | 0.002036 | 7569.2208 | 1271.5895 | 307.3472 | 306.1419 | 293.92 | 306.0435 | 293.92 | 13.4272 | -2.6028 | -1237.8776 | 1043.7784 | -0.28558 | 13.402 | 0.037366 | 0.035917 | supercritical | bulk_cp | 7054.9236 | 13324.7855 | 10300.3613 | 7.1978 | 0.077314 | -1241.1823 | 1046.5649 | -4.0415e-07 | -0.00046168 | -0.00031165 | 5.4365e-08 | 178.2923 | 1029.7801 | 8.1909 | 86.3248 | 45.3043 | 363.966 | 0.46184 | 0.0377 | 4.6455 | 92.4376 | 0.067107 | -0.0057496 | 0.061357 | 0.041324 | 0.01551 | 8.2535e-07 | 0.015511 | 0.022022 | 9.9375e-05 | 0.12447 | 0.0042902 | 0.42798 | 11.8426
0.6 | 0.002036 | 7510.5391 | 1271.3451 | 307.2889 | 306.0693 | 293.912 | 305.9714 | 293.912 | 13.3768 | -2.5888 | -1231.2069 | 1038.1537 | -0.28558 | 13.3508 | 0.037427 | 0.035979 | supercritical | bulk_cp | 7008.9234 | 12913.45 | 10035.7578 | 7.0513 | 0.077193 | -1234.5794 | 1040.9974 | -4.1807e-07 | -0.00056209 | -0.00034988 | 5.9746e-08 | 175.5366 | 1012.2802 | 8.1909 | 86.3228 | 43.9057 | 363.9665 | 0.46982 | 0.0377 | 4.6456 | 92.2925 | 0.066841 | -0.00565 | 0.061191 | 0.04109 | 0.015513 | 8.2102e-07 | 0.015514 | 0.022022 | 0.00010825 | 0.12063 | 0.0044199 | 0.44089 | 12.8884
0.65 | 0.002036 | 7452.6607 | 1271.102 | 307.229 | 305.9953 | 293.9041 | 305.8979 | 293.9041 | 13.3248 | -2.5745 | -1224.4015 | 1032.4154 | -0.28558 | 13.298 | 0.037487 | 0.036042 | supercritical | bulk_cp | 6963.49 | 12518.284 | 9780.9436 | 6.9085 | 0.077081 | -1227.8413 | 1035.3158 | -1.9171e-07 | -0.00066295 | -0.00038748 | 6.4892e-08 | 172.8357 | 995.2617 | 8.1909 | 86.3208 | 42.5622 | 363.9669 | 0.47786 | 0.0377 | 4.6457 | 92.1469 | 0.06658 | -0.005551 | 0.061029 | 0.04086 | 0.015516 | 8.1662e-07 | 0.015517 | 0.022022 | 0.0001171 | 0.11694 | 0.0045522 | 0.45406 | 13.9285
0.7 | 0.002036 | 7395.5918 | 1270.86 | 307.1675 | 305.92 | 293.8963 | 305.8232 | 293.8963 | 13.2713 | -2.5599 | -1217.4623 | 1026.5643 | -0.28558 | 13.2437 | 0.037547 | 0.036104 | supercritical | bulk_cp | 6918.6239 | 12138.7044 | 9535.6427 | 6.7693 | 0.076978 | -1220.9689 | 1029.521 | -1.486e-07 | -0.00076462 | -0.00042444 | 6.9793e-08 | 170.1893 | 978.7177 | 8.1909 | 86.3188 | 41.2716 | 363.9674 | 0.48594 | 0.0377 | 4.6458 | 92.001 | 0.066324 | -0.0054526 | 0.060872 | 0.040635 | 0.015519 | 8.1214e-07 | 0.01552 | 0.022022 | 0.00012593 | 0.11339 | 0.0046871 | 0.46749 | 14.963
0.75 | 0.002036 | 7339.3374 | 1270.6194 | 307.1046 | 305.8435 | 293.8885 | 305.7472 | 293.8885 | 13.2161 | -2.545 | -1210.3907 | 1020.6014 | -0.28558 | 13.1877 | 0.037606 | 0.036166 | supercritical | bulk_cp | 6874.3251 | 11774.1845 | 9299.5841 | 6.6336 | 0.076885 | -1213.9633 | 1023.6139 | -8.0721e-08 | -0.00086757 | -0.00046082 | 7.4443e-08 | 167.5974 | 962.6417 | 8.1909 | 86.3169 | 40.0322 | 363.9678 | 0.49405 | 0.0377 | 4.6459 | 91.8549 | 0.066074 | -0.0053548 | 0.060719 | 0.040413 | 0.015522 | 8.0759e-07 | 0.015523 | 0.022022 | 0.00013474 | 0.10999 | 0.0048246 | 0.48117 | 15.9915
0.8 | 0.002036 | 7283.9014 | 1270.38 | 307.04 | 305.7657 | 293.8807 | 305.67 | 293.8807 | 13.1593 | -2.5299 | -1203.188 | 1014.5281 | -0.28558 | 13.1301 | 0.037666 | 0.036227 | supercritical | bulk_cp | 6830.5935 | 11424.2461 | 9072.5003 | 6.5015 | 0.076801 | -1206.8259 | 1017.5956 | 5.7439e-09 | -0.0009716 | -0.00049658 | 7.8841e-08 | 165.06 | 947.0277 | 8.1909 | 86.3149 | 38.8424 | 363.9682 | 0.5022 | 0.0377 | 4.646 | 91.7088 | 0.065828 | -0.0052579 | 0.06057 | 0.040195 | 0.015525 | 8.0296e-07 | 0.015526 | 0.022022 | 0.00014352 | 0.10672 | 0.0049644 | 0.49508 | 17.0141
0.85 | 0.002036 | 7229.2867 | 1270.1419 | 306.9739 | 305.6866 | 293.8729 | 305.5915 | 293.8729 | 13.1009 | -2.5145 | -1195.8562 | 1008.346 | -0.28558 | 13.0709 | 0.037725 | 0.036289 | supercritical | bulk_cp | 6787.4286 | 11088.4473 | 8854.1259 | 6.373 | 0.076726 | -1199.5583 | 1011.4676 | 6.3715e-08 | -0.0010767 | -0.00053173 | 8.2985e-08 | 162.5771 | 931.8699 | 8.1909 | 86.313 | 37.7007 | 363.9687 | 0.51036 | 0.0377 | 4.6461 | 91.5627 | 0.065587 | -0.0051617 | 0.060426 | 0.039982 | 0.015528 | 7.9826e-07 | 0.015529 | 0.022022 | 0.00015229 | 0.10358 | 0.0051066 | 0.50923 | 18.0305
0.9 | 0.002036 | 7175.4953 | 1269.9051 | 306.9062 | 305.6064 | 293.8653 | 305.5119 | 293.8653 | 13.041 | -2.4988 | -1188.3974 | 1002.0567 | -0.28558 | 13.0101 | 0.037785 | 0.03635 | supercritical | bulk_cp | 6744.83 | 10766.3722 | 8644.1964 | 6.248 | 0.07666 | -1192.1627 | 1005.2316 | 1.3294e-07 | -0.0011829 | -0.00056627 | 8.6874e-08 | 160.1489 | 917.1626 | 8.1909 | 86.311 | 36.6057 | 363.9691 | 0.51855 | 0.0377 | 4.6462 | 91.4168 | 0.065351 | -0.0050664 | 0.060285 | 0.039772 | 0.015531 | 7.9349e-07 | 0.015532 | 0.022022 | 0.00016103 | 0.10057 | 0.005251 | 0.52359 | 19.0408
0.95 | 0.002036 | 7122.528 | 1269.6697 | 306.8369 | 305.5249 | 293.8576 | 305.431 | 293.8576 | 12.9793 | -2.4828 | -1180.8141 | 995.6624 | -0.28558 | 12.9477 | 0.037844 | 0.036411 | supercritical | bulk_cp | 6702.7972 | 10457.6198 | 8442.4475 | 6.1266 | 0.076603 | -1184.6411 | 998.8894 | 2.1303e-07 | -0.00129 | -0.00060021 | 9.0513e-08 | 157.7753 | 902.8998 | 8.1909 | 86.3091 | 35.5559 | 363.9695 | 0.52674 | 0.0377 | 4.6463 | 91.2713 | 0.06512 | -0.0049721 | 0.060148 | 0.039566 | 0.015534 | 7.8865e-07 | 0.015534 | 0.022022 | 0.00016975 | 0.097689 | 0.0053974 | 0.53815 | 20.0448
1 | 0.002036 | 7070.385 | 1269.4356 | 306.7661 | 305.4423 | 293.85 | 305.349 | 293.85 | 12.9161 | [5 empty] | 0.037902 | 0.036472 | supercritical | bulk_cp | 6661.3294 | 10161.7957 | 8248.6151 | 6.0087 | 0.076555 | -1176.9962 | 992.4432 | 3.0335e-07 | -0.0013979 | -0.00063352 | 9.3901e-08 | 155.4565 | 889.0753 | 8.1909 | 86.3072 | 34.5501 | 363.97 | 0.53493 | 0.0377 | 4.6464 | 91.1263 | 0.064894 | -0.0048787 | 0.060015 | 0.039364 | 0 | 0 | 0 | 0.022022 | 0.00017846 | 0.094926 | 0.0055457 | 0.55289 | 21.0424

## May19_1
pos | roughness | Re_CO2 | Re_H2O | CO2b | CO2w | H2Ob | H2Ow | H2Ob_at_pos | dT_bulk | Q | q_CO2 | q_H2O | Q_leak | lmtd | CO2_heat_friction_factor | CO2_hydraulic_friction_factor | CO2_phase_bulk | CO2_Pr_branch | CO2_Re_film | CO2_Cp_bulk_J_kgK | CO2_Cp_integrated_J_kgK | CO2_Pr_used | CO2_k_film_W_mK | CO2_node_heat_flux_W_m2 | H2O_node_heat_flux_W_m2 | CO2_correlation_wall_flux_residual_W_m2 | CO2_final_wall_flux_residual_W_m2 | H2O_final_wall_flux_residual_W_m2 | wall_conduction_residual_K | Nu_CO2 | htc_CO2 | Nu_H2O | htc_H2O | CO2_mCp | H2O_mCp | r_CO2 | r_cond | r_H2O | U | CO2_visc | CO2_acc | CO2_tot | Ve_CO2 | H2O_visc | H2O_acc | H2O_tot | Ve_H2O | CO2_dp_cumulative_psi | C | NTU | effectiveness | overall effectiveness
0 | 0.023136 | 11415.6897 | 1275.0346 | 308.9323 | 308.4274 | 294.0318 | 308.3115 | 294.0318 | 14.9005 | -3.0721 | -1461.0597 | 1231.9656 | -0.28558 | 14.8854 | 0.055489 | 0.05444 | supercritical | integrated_cp_bulk_transport | 10873.2197 | 22639.3055 | 26895.1561 | 9.756 | 0.083302 | -1462.3939 | 1233.0906 | -2.8666e-05 | 0.00040558 | 0.00042665 | -8.647e-08 | 465.4205 | 2896.4033 | 8.1909 | 86.3529 | 76.9736 | 363.9598 | 0.1642 | 0.0377 | 4.644 | 98.144 | 0 | 0 | 0 | 0.059582 | 0.015469 | 9.6465e-07 | 0.01547 | 0.022022 | 0 | 0.21149 | 0.0026809 | 0.26766 | 0
0.05 | 0.023136 | 11338.6071 | 1274.7502 | 308.893 | 308.3923 | 294.0226 | 308.2766 | 294.0226 | 14.8704 | -3.0665 | -1458.4127 | 1229.7336 | -0.28558 | 14.8559 | 0.055521 | 0.054459 | supercritical | integrated_cp_bulk_transport | 10783.7411 | 23322.2913 | 27426.0835 | 9.9125 | 0.083998 | -1459.7262 | 1230.8412 | -1.5838e-05 | 0.00056429 | 0.00044946 | -9.002e-08 | 464.6072 | 2915.4734 | 8.1909 | 86.3506 | 79.2958 | 363.9603 | 0.16313 | 0.0377 | 4.6441 | 98.1632 | 0.14584 | -0.010851 | 0.13499 | 0.059133 | 0.015472 | 9.6262e-07 | 0.015473 | 0.022022 | 1.9578e-05 | 0.21787 | 0.0026029 | 0.25988 | 0.83272
0.1 | 0.023136 | 11261.3361 | 1274.4664 | 308.8548 | 308.3576 | 294.0134 | 308.2421 | 294.0134 | 14.8415 | -3.061 | -1455.8032 | 1227.5333 | -0.28558 | 14.8276 | 0.055553 | 0.054478 | supercritical | integrated_cp_bulk_transport | 10694.0551 | 24002.2188 | 27902.5247 | 10.0521 | 0.084634 | -1457.0999 | 1228.6266 | -1.7722e-05 | 0.00069322 | 0.00046602 | -9.247e-08 | 463.4631 | 2930.3364 | 8.1909 | 86.3483 | 81.6075 | 363.9608 | 0.1623 | 0.0377 | 4.6442 | 98.1775 | 0.14479 | -0.010759 | 0.13403 | 0.058688 | 0.015476 | 9.6062e-07 | 0.015477 | 0.022022 | 3.9017e-05 | 0.22422 | 0.0025296 | 0.25257 | 1.6639
0.15 | 0.023136 | 11183.8904 | 1274.183 | 308.8179 | 308.3233 | 294.0042 | 308.208 | 294.0042 | 14.8137 | -3.0556 | -1453.2341 | 1225.367 | -0.28558 | 14.8003 | 0.055585 | 0.054498 | supercritical | integrated_cp_bulk_transport | 10604.2803 | 24674.1914 | 28320.6755 | 10.1742 | 0.085207 | -1454.5072 | 1226.4405 | -1.8321e-05 | 0.00080709 | 0.00047677 | -9.3821e-08 | 461.993 | 2940.8216 | 8.1909 | 86.346 | 83.8922 | 363.9613 | 0.16172 | 0.0377 | 4.6443 | 98.1867 | 0.14375 | -0.010669 | 0.13308 | 0.058246 | 0.015479 | 9.5864e-07 | 0.01548 | 0.022022 | 5.8319e-05 | 0.2305 | 0.0024609 | 0.24572 | 2.4937
0.2 | 0.023136 | 11106.2839 | 1273.9001 | 308.7819 | 308.2894 | 293.995 | 308.1743 | 293.995 | 14.7869 | -3.0504 | -1450.7332 | 1223.2583 | -0.28558 | 14.774 | 0.055618 | 0.054518 | supercritical | integrated_cp_film_transport | 10514.8083 | 25332.7686 | 28681.0298 | 10.2919 | 0.085712 | -1451.9618 | 1224.2942 | -9.3933e-06 | 0.00091779 | 0.00048386 | -9.4443e-08 | 460.4082 | 2948.0915 | 8.1909 | 86.3437 | 86.1314 | 363.9618 | 0.16132 | 0.0377 | 4.6445 | 98.1923 | 0.14272 | -0.010578 | 0.13214 | 0.057808 | 0.015483 | 9.567e-07 | 0.015484 | 0.022022 | 7.7485e-05 | 0.23665 | 0.0023971 | 0.23935 | 3.3219
0.25 | 0.023136 | 11028.5296 | 1273.6177 | 308.7469 | 308.2564 | 293.9858 | 308.1415 | 293.9858 | 14.7611 | -3.0452 | -1448.2906 | 1221.1986 | -0.28558 | 14.7487 | 0.055652 | 0.054538 | supercritical | integrated_cp_film_transport | 10426.4093 | 25972.0584 | 28988.6684 | 10.4379 | 0.086144 | -1449.5054 | 1222.2229 | -9.5458e-06 | 0.0010147 | 0.00049017 | -9.5001e-08 | 459.1911 | 2955.1205 | 8.1909 | 86.3414 | 88.305 | 363.9623 | 0.16094 | 0.0377 | 4.6446 | 98.1975 | 0.1417 | -0.010489 | 0.13121 | 0.057374 | 0.015486 | 9.548e-07 | 0.015487 | 0.022022 | 9.6516e-05 | 0.24262 | 0.0023382 | 0.23348 | 4.1488
0.3 | 0.023136 | 10950.6412 | 1273.3357 | 308.7129 | 308.2237 | 293.9767 | 308.109 | 293.9767 | 14.7362 | -3.0401 | -1445.8727 | 1219.1598 | -0.28558 | 14.7241 | 0.055685 | 0.054559 | supercritical | integrated_cp_film_transport | 10338.517 | 26585.8203 | 29246.0645 | 10.5754 | 0.086508 | -1447.0764 | 1220.1749 | -9.3845e-06 | 0.0010975 | 0.00049202 | -9.4725e-08 | 457.7916 | 2958.5697 | 8.1909 | 86.3391 | 90.3918 | 363.9628 | 0.16075 | 0.0377 | 4.6447 | 98.1988 | 0.14069 | -0.010399 | 0.13029 | 0.056944 | 0.015489 | 9.5292e-07 | 0.01549 | 0.022022 | 0.00011541 | 0.24835 | 0.0022842 | 0.2281 | 4.9742
0.35 | 0.023136 | 10872.6348 | 1273.0542 | 308.6796 | 308.1913 | 293.9675 | 308.0768 | 293.9675 | 14.7121 | -3.0351 | -1443.4744 | 1217.1376 | -0.28558 | 14.7004 | 0.055719 | 0.05458 | supercritical | integrated_cp_film_transport | 10251.2557 | 27167.6173 | 29453.2896 | 10.704 | 0.086807 | -1444.6696 | 1218.1454 | -8.9456e-06 | 0.0011664 | 0.00048962 | -9.3655e-08 | 456.2117 | 2958.5368 | 8.1909 | 86.3368 | 92.3699 | 363.9634 | 0.16075 | 0.0377 | 4.6448 | 98.1963 | 0.13969 | -0.01031 | 0.12938 | 0.056517 | 0.015493 | 9.5105e-07 | 0.015494 | 0.022022 | 0.00013418 | 0.25379 | 0.0022353 | 0.22321 | 5.7983
0.4 | 0.023136 | 10794.5271 | 1272.7732 | 308.6471 | 308.159 | 293.9584 | 308.0447 | 293.9584 | 14.6887 | -3.0301 | -1441.0909 | 1215.1278 | -0.28558 | 14.6773 | 0.055753 | 0.054601 | supercritical | integrated_cp_film_transport | 10164.732 | 27711.0276 | 29610.5189 | 10.8232 | 0.087044 | -1442.2798 | 1216.1304 | -8.2279e-06 | 0.0012215 | 0.00048321 | -9.1838e-08 | 454.4495 | 2955.1651 | 8.1909 | 86.3345 | 94.2175 | 363.9639 | 0.16094 | 0.0377 | 4.645 | 98.1901 | 0.1387 | -0.010221 | 0.12848 | 0.056094 | 0.015496 | 9.4919e-07 | 0.015497 | 0.022022 | 0.00015281 | 0.25886 | 0.0021913 | 0.21883 | 6.621
0.45 | 0.023136 | 10716.3352 | 1272.4926 | 308.6152 | 308.1269 | 293.9493 | 308.0127 | 293.9493 | 14.6659 | -3.0251 | -1438.7182 | 1213.1272 | -0.28558 | 14.6548 | 0.055787 | 0.054623 | supercritical | integrated_cp_film_transport | 10079.0321 | 28209.8723 | 29718.0806 | 10.932 | 0.087227 | -1439.9026 | 1214.1259 | -7.3028e-06 | 0.0012633 | 0.00047309 | -8.9333e-08 | 452.5 | 2948.6491 | 8.1909 | 86.3322 | 95.9136 | 363.9644 | 0.16129 | 0.0377 | 4.6451 | 98.1803 | 0.13771 | -0.010132 | 0.12758 | 0.055675 | 0.0155 | 9.4735e-07 | 0.0155 | 0.022022 | 0.00017132 | 0.26352 | 0.0021523 | 0.21494 | 7.4423
0.5 | 0.023136 | 10638.0771 | 1272.2124 | 308.5839 | 308.0948 | 293.9402 | 307.9809 | 293.9402 | 14.6437 | -3.0201 | -1436.3577 | 1211.1368 | -0.28558 | 14.6329 | 0.055822 | 0.054645 | supercritical | integrated_cp_film_transport | 9994.22 | 28658.4611 | 29776.4628 | 11.0291 | 0.087363 | -1437.5345 | 1212.1291 | -6.2676e-06 | 0.0012925 | 0.00045965 | -8.6218e-08 | 450.3532 | 2939.2552 | 8.1909 | 86.3299 | 97.4388 | 363.9649 | 0.16181 | 0.0377 | 4.6452 | 98.1674 | 0.13674 | -0.010043 | 0.1267 | 0.055259 | 0.015503 | 9.4551e-07 | 0.015504 | 0.022022 | 0.00018969 | 0.26771 | 0.0021184 | 0.21155 | 8.2623
0.55 | 0.023136 | 10559.7708 | 1271.9327 | 308.5531 | 308.0629 | 293.9311 | 307.9492 | 293.9311 | 14.622 | -3.0152 | -1434.0191 | 1209.1649 | -0.28558 | 14.6114 | 0.055856 | 0.054667 | supercritical | integrated_cp_film_transport | 9910.4272 | 29051.8419 | 29786.4949 | 11.1098 | 0.087491 | -1435.1816 | 1210.1452 | -6.376e-06 | 0.0013147 | 0.00044552 | -8.3004e-08 | 447.9519 | 2927.8644 | 8.1909 | 86.3276 | 98.7763 | 363.9654 | 0.16244 | 0.0377 | 4.6453 | 98.1522 | 0.13577 | -0.0099544 | 0.12582 | 0.054847 | 0.015506 | 9.4368e-07 | 0.015507 | 0.022022 | 0.00020794 | 0.27139 | 0.0020894 | 0.20866 | 9.081
0.6 | 0.023136 | 10481.4339 | 1271.6534 | 308.5228 | 308.0314 | 293.922 | 307.9178 | 293.922 | 14.6007 | -3.0103 | -1431.6933 | 1207.2038 | -0.28558 | 14.5903 | 0.055891 | 0.05469 | supercritical | integrated_cp_film_transport | 9827.6095 | 29386.0359 | 29749.6157 | 11.1676 | 0.087664 | -1432.8572 | 1208.1852 | -5.4156e-06 | 0.0013282 | 0.00042897 | -7.9348e-08 | 445.2177 | 2915.737 | 8.1909 | 86.3253 | 99.9125 | 363.9659 | 0.16311 | 0.0377 | 4.6455 | 98.136 | 0.13482 | -0.0098653 | 0.12495 | 0.054439 | 0.01551 | 9.4186e-07 | 0.015511 | 0.022022 | 0.00022606 | 0.27451 | 0.0020652 | 0.20625 | 9.8983
0.65 | 0.023136 | 10403.085 | 1271.3746 | 308.4928 | 307.9998 | 293.913 | 307.8864 | 293.913 | 14.5798 | -3.0048 | -1429.0423 | 1204.9685 | -0.28558 | 14.5695 | 0.055926 | 0.054712 | supercritical | integrated_cp_film_transport | 9745.2596 | 29658.2398 | 29666.4628 | 11.2113 | 0.087813 | -1430.5301 | 1206.223 | -4.0726e-06 | 0.0013308 | 0.00040947 | -7.5148e-08 | 442.2827 | 2901.4621 | 8.1909 | 86.323 | 100.838 | 363.9664 | 0.16392 | 0.0377 | 4.6456 | 98.1173 | 0.13387 | -0.0097761 | 0.12409 | 0.054034 | 0.015513 | 9.3985e-07 | 0.015514 | 0.022022 | 0.00024406 | 0.27705 | 0.0020459 | 0.20432 | 10.7143
0.7 | 0.023136 | 10324.7609 | 1271.0962 | 308.4631 | 307.9618 | 293.904 | 307.8486 | 293.904 | 14.5592 | -2.9993 | -1426.4377 | 1202.7722 | -0.28558 | 14.5489 | 0.055965 | 0.054736 | supercritical | bulk_cp | 9654.9558 | 29866.961 | 29511.7407 | 10.8079 | 0.087943 | -1427.5557 | 1203.715 | -3.078e-06 | 0.0012273 | 0.00035154 | -6.3549e-08 | 433.4396 | 2847.6396 | 8.1909 | 86.3208 | 101.5477 | 363.9669 | 0.16701 | 0.0377 | 4.6457 | 98.0521 | 0.13293 | -0.0096846 | 0.12325 | 0.053633 | 0.015516 | 9.3788e-07 | 0.015517 | 0.022022 | 0.00026194 | 0.279 | 0.0020303 | 0.20276 | 11.5287
0.75 | 0.023136 | 10246.4786 | 1270.8184 | 308.4336 | 307.9311 | 293.8949 | 307.8181 | 293.8949 | 14.5387 | -2.9945 | -1424.1856 | 1200.8733 | -0.28558 | 14.5286 | 0.056 | 0.054759 | supercritical | bulk_cp | 9574.9775 | 30012.2958 | 29340.0515 | 10.9104 | 0.088023 | -1425.3202 | 1201.83 | -2.3155e-06 | 0.0012248 | 0.00033475 | -5.9979e-08 | 431.323 | 2836.3108 | 8.1909 | 86.3185 | 102.0418 | 363.9674 | 0.16768 | 0.0377 | 4.6458 | 98.0362 | 0.132 | -0.0095932 | 0.12241 | 0.053236 | 0.01552 | 9.3611e-07 | 0.015521 | 0.022022 | 0.00027969 | 0.28036 | 0.0020201 | 0.20175 | 12.3417
0.8 | 0.023136 | 10168.2376 | 1270.5409 | 308.4043 | 307.9001 | 293.8859 | 307.7873 | 293.8859 | 14.5184 | -2.9897 | -1421.8975 | 1198.944 | -0.28558 | 14.5083 | 0.056036 | 0.054783 | supercritical | bulk_cp | 9495.2228 | 30096.0092 | 29126.4681 | 10.9979 | 0.088067 | -1423.0517 | 1199.9172 | -1.4466e-06 | 0.0012114 | 0.0003146 | -5.578e-08 | 428.9806 | 2822.3241 | 8.1909 | 86.3162 | 102.3264 | 363.9679 | 0.16851 | 0.0377 | 4.6459 | 98.0169 | 0.13108 | -0.009504 | 0.12158 | 0.052843 | 0.015523 | 9.3432e-07 | 0.015524 | 0.022022 | 0.00029732 | 0.28114 | 0.0020141 | 0.20115 | 13.1534
0.85 | 0.023136 | 10090.0589 | 1270.2639 | 308.3751 | 307.8688 | 293.8769 | 307.7561 | 293.8769 | 14.4982 | -2.9848 | -1419.5681 | 1196.9798 | -0.28558 | 14.4881 | 0.056072 | 0.054807 | supercritical | bulk_cp | 9415.7024 | 30121.8034 | 28872.01 | 11.071 | 0.088073 | -1420.744 | 1197.9714 | -4.9178e-07 | 0.001187 | 0.00029115 | -5.0967e-08 | 426.4301 | 2805.7295 | 8.1909 | 86.314 | 102.4141 | 363.9685 | 0.16951 | 0.0377 | 4.6461 | 97.9943 | 0.13017 | -0.0094145 | 0.12076 | 0.052453 | 0.015526 | 9.3251e-07 | 0.015527 | 0.022022 | 0.00031484 | 0.28138 | 0.0020119 | 0.20093 | 13.9638
0.9 | 0.023136 | 10011.9641 | 1269.9874 | 308.346 | 307.837 | 293.8679 | 307.7246 | 293.8679 | 14.4781 | -2.9798 | -1417.1957 | 1194.9794 | -0.28558 | 14.468 | 0.056108 | 0.054832 | supercritical | bulk_cp | 9336.4707 | 30096.3295 | 28577.7999 | 11.1311 | 0.088038 | -1418.3929 | 1195.9889 | 5.1856e-07 | 0.0011516 | 0.00026456 | -4.5576e-08 | 423.6978 | 2786.6484 | 8.1909 | 86.3117 | 102.3275 | 363.969 | 0.17067 | 0.0377 | 4.6462 | 97.9684 | 0.12927 | -0.0093245 | 0.11995 | 0.052067 | 0.01553 | 9.3068e-07 | 0.015531 | 0.022022 | 0.00033223 | 0.28114 | 0.0020131 | 0.20105 | 14.7729
0.95 | 0.023136 | 9933.9721 | 1269.7113 | 308.3168 | 307.8048 | 293.859 | 307.6926 | 293.859 | 14.4579 | -2.9748 | -1414.8026 | 1192.9615 | -0.28558 | 14.4478 | 0.056145 | 0.054857 | supercritical | bulk_cp | 9257.6737 | 30036.5987 | 28245.238 | 11.1825 | 0.087961 | -1415.9992 | 1193.9705 | 1.5431e-06 | 0.0011072 | 0.00023581 | -3.9803e-08 | 420.8445 | 2765.4491 | 8.1909 | 86.3094 | 102.1244 | 363.9695 | 0.17198 | 0.0377 | 4.6463 | 97.9396 | 0.12838 | -0.0092343 | 0.11914 | 0.051685 | 0.015533 | 9.2884e-07 | 0.015534 | 0.022022 | 0.00034951 | 0.28059 | 0.0020165 | 0.20139 | 15.5806
1 | 0.023136 | 9856.0943 | 1269.4356 | 308.2877 | 307.7726 | 293.85 | 307.6606 | 293.85 | 14.4377 | [5 empty] | 0.056182 | 0.054882 | supercritical | bulk_cp | 9180.0731 | 30046.7545 | 27876.4705 | 11.2539 | 0.087841 | -1413.6067 | 1191.9532 | 2.5267e-06 | 0.0010572 | 0.00020827 | -3.4347e-08 | 418.2282 | 2744.5128 | 8.1909 | 86.3072 | 102.159 | 363.97 | 0.17329 | 0.0377 | 4.6464 | 97.9107 | 0.1275 | -0.0091448 | 0.11835 | 0.051306 | 0 | 0 | 0 | 0.022022 | 0.00036668 | 0.28068 | 0.0020152 | 0.20126 | 16.387

## May21_3
pos | roughness | Re_CO2 | Re_H2O | CO2b | CO2w | H2Ob | H2Ow | H2Ob_at_pos | dT_bulk | Q | q_CO2 | q_H2O | Q_leak | lmtd | CO2_heat_friction_factor | CO2_hydraulic_friction_factor | CO2_phase_bulk | CO2_Pr_branch | CO2_Re_film | CO2_Cp_bulk_J_kgK | CO2_Cp_integrated_J_kgK | CO2_Pr_used | CO2_k_film_W_mK | CO2_node_heat_flux_W_m2 | H2O_node_heat_flux_W_m2 | CO2_correlation_wall_flux_residual_W_m2 | CO2_final_wall_flux_residual_W_m2 | H2O_final_wall_flux_residual_W_m2 | wall_conduction_residual_K | Nu_CO2 | htc_CO2 | Nu_H2O | htc_H2O | CO2_mCp | H2O_mCp | r_CO2 | r_cond | r_H2O | U | CO2_visc | CO2_acc | CO2_tot | Ve_CO2 | H2O_visc | H2O_acc | H2O_tot | Ve_H2O | CO2_dp_cumulative_psi | C | NTU | effectiveness | overall effectiveness
0 | 0.024924 | 11821.6866 | 1274.9 | 308.4923 | 308.0163 | 294.0274 | 307.9037 | 294.0274 | 14.4649 | -2.9854 | -1419.8515 | 1197.2188 | -0.28558 | 14.4495 | 0.056784 | 0.055774 | supercritical | integrated_cp_bulk_transport | 11330.6824 | 21709.5647 | 27138.835 | 9.7273 | 0.082245 | -1421.0633 | 1198.2405 | -3.908e-05 | 3.2361e-05 | 0.0001468 | -3.0524e-08 | 485.9534 | 2985.7773 | 8.1909 | 86.3518 | 73.8125 | 363.96 | 0.15929 | 0.0377 | 4.644 | 98.2425 | 0 | 0 | 0 | 0.061939 | 0.015471 | 9.3957e-07 | 0.015471 | 0.022022 | 0 | 0.2028 | 0.0027986 | 0.27938 | 0
0.05 | 0.024924 | 11747.8049 | 1274.623 | 308.4525 | 307.9839 | 294.0184 | 307.8714 | 294.0184 | 14.4341 | -2.9804 | -1417.4678 | 1195.2088 | -0.28558 | 14.4194 | 0.056812 | 0.05579 | supercritical | integrated_cp_bulk_transport | 11244.7436 | 22468.533 | 28001.3727 | 9.98 | 0.083214 | -1418.6402 | 1196.1974 | -3.0408e-05 | 0.00011239 | 0.00016155 | -3.3025e-08 | 486.9225 | 3026.9917 | 8.1909 | 86.3496 | 76.393 | 363.9605 | 0.15712 | 0.0377 | 4.6442 | 98.284 | 0.15533 | -0.010974 | 0.14436 | 0.061484 | 0.015474 | 9.3772e-07 | 0.015475 | 0.022022 | 2.0937e-05 | 0.20989 | 0.0027052 | 0.27007 | 0.78532
0.1 | 0.024924 | 11673.674 | 1274.3464 | 308.4142 | 307.9522 | 294.0095 | 307.8399 | 294.0095 | 14.4047 | -2.9756 | -1415.1576 | 1193.2609 | -0.28558 | 14.3907 | 0.05684 | 0.055807 | supercritical | integrated_cp_bulk_transport | 11158.1875 | 23245.4185 | 28840.1816 | 10.2234 | 0.084156 | -1416.2957 | 1194.2206 | -4.1657e-05 | 0.00017019 | 0.00017431 | -3.5256e-08 | 487.6094 | 3065.5893 | 8.1909 | 86.3473 | 79.0344 | 363.961 | 0.15514 | 0.0377 | 4.6443 | 98.3218 | 0.15424 | -0.010888 | 0.14335 | 0.061034 | 0.015477 | 9.3591e-07 | 0.015478 | 0.022022 | 4.1728e-05 | 0.21715 | 0.0026158 | 0.26116 | 1.5693
0.15 | 0.024924 | 11599.3017 | 1274.0703 | 308.3771 | 307.9212 | 294.0005 | 307.8091 | 294.0005 | 14.3766 | -2.9708 | -1412.9111 | 1191.3667 | -0.28558 | 14.3632 | 0.056868 | 0.055824 | supercritical | integrated_cp_bulk_transport | 11071.0356 | 24038.2237 | 29645.9325 | 10.4549 | 0.085064 | -1414.0198 | 1192.3015 | -2.2122e-05 | 0.00025564 | 0.00018634 | -3.7189e-08 | 487.9862 | 3101.0603 | 8.1909 | 86.3451 | 81.73 | 363.9615 | 0.15336 | 0.0377 | 4.6444 | 98.3554 | 0.15315 | -0.010803 | 0.14235 | 0.060586 | 0.015481 | 9.3415e-07 | 0.015481 | 0.022022 | 6.2374e-05 | 0.22456 | 0.0025304 | 0.25264 | 2.3521
0.2 | 0.024924 | 11524.6967 | 1273.7946 | 308.3414 | 307.8908 | 293.9916 | 307.7788 | 293.9916 | 14.3498 | -2.9662 | -1410.719 | 1189.5183 | -0.28558 | 14.337 | 0.056898 | 0.055841 | supercritical | integrated_cp_bulk_transport | 10983.3245 | 24844.3475 | 30409.3275 | 10.6717 | 0.08593 | -1411.8029 | 1190.4322 | -2.5862e-05 | 0.00031408 | 0.00019608 | -3.8813e-08 | 488.0289 | 3132.8976 | 8.1909 | 86.3428 | 84.4708 | 363.962 | 0.15181 | 0.0377 | 4.6445 | 98.3846 | 0.15208 | -0.010719 | 0.14136 | 0.060143 | 0.015484 | 9.3242e-07 | 0.015485 | 0.022022 | 8.2876e-05 | 0.23209 | 0.002449 | 0.24453 | 3.1335
0.25 | 0.024924 | 11449.8684 | 1273.5193 | 308.3068 | 307.8608 | 293.9826 | 307.7491 | 293.9826 | 14.3242 | -2.9617 | -1408.5721 | 1187.708 | -0.28558 | 14.312 | 0.056928 | 0.055859 | supercritical | integrated_cp_bulk_transport | 10895.1092 | 25660.5128 | 31121.4867 | 10.8716 | 0.086745 | -1409.6355 | 1188.6047 | -2.805e-05 | 0.00036953 | 0.00020408 | -4.01e-08 | 487.719 | 3160.6189 | 8.1909 | 86.3406 | 87.2457 | 363.9625 | 0.15047 | 0.0377 | 4.6446 | 98.4093 | 0.15101 | -0.010635 | 0.14038 | 0.059703 | 0.015487 | 9.3072e-07 | 0.015488 | 0.022022 | 0.00010324 | 0.23971 | 0.0023717 | 0.23682 | 3.9138
0.3 | 0.024924 | 11374.8271 | 1273.2444 | 308.2734 | 307.8313 | 293.9737 | 307.7198 | 293.9737 | 14.2997 | -2.9573 | -1406.462 | 1185.9287 | -0.28558 | 14.288 | 0.056958 | 0.055877 | supercritical | integrated_cp_bulk_transport | 10806.4654 | 26482.7066 | 31774.3512 | 11.0526 | 0.087502 | -1407.509 | 1186.8116 | -2.9042e-05 | 0.00042105 | 0.00021028 | -4.1041e-08 | 487.0444 | 3183.7913 | 8.1909 | 86.3383 | 90.0412 | 363.963 | 0.14938 | 0.0377 | 4.6448 | 98.4291 | 0.14995 | -0.010552 | 0.1394 | 0.059266 | 0.01549 | 9.2905e-07 | 0.015491 | 0.022022 | 0.00012345 | 0.24739 | 0.0022985 | 0.22952 | 4.6929
0.35 | 0.024924 | 11299.5836 | 1272.9699 | 308.2411 | 307.8022 | 293.9648 | 307.6908 | 293.9648 | 14.2763 | -2.9529 | -1404.3811 | 1184.1742 | -0.28558 | 14.2651 | 0.056989 | 0.055895 | supercritical | integrated_cp_bulk_transport | 10717.4921 | 27306.1396 | 32361.1717 | 11.2133 | 0.088194 | -1405.4153 | 1185.0462 | -1.3179e-05 | 0.00048381 | 0.00021505 | -4.1629e-08 | 486.0008 | 3202.0608 | 8.1909 | 86.3361 | 92.8409 | 363.9635 | 0.14853 | 0.0377 | 4.6449 | 98.444 | 0.14891 | -0.01047 | 0.13844 | 0.058833 | 0.015494 | 9.2739e-07 | 0.015495 | 0.022022 | 0.00014353 | 0.25508 | 0.0022295 | 0.22264 | 5.4708
0.4 | 0.024924 | 11224.1497 | 1272.6958 | 308.2097 | 307.7733 | 293.9559 | 307.662 | 293.9559 | 14.2538 | -2.9486 | -1402.3242 | 1182.4397 | -0.28558 | 14.2431 | 0.057021 | 0.055913 | supercritical | integrated_cp_bulk_transport | 10628.3131 | 28125.234 | 32877.0658 | 11.3528 | 0.088812 | -1403.3474 | 1183.3025 | -1.2709e-05 | 0.00052524 | 0.00021757 | -4.1868e-08 | 484.5934 | 3215.1847 | 8.1909 | 86.3338 | 95.6258 | 363.964 | 0.14792 | 0.0377 | 4.645 | 98.4539 | 0.14787 | -0.010388 | 0.13748 | 0.058403 | 0.015497 | 9.2575e-07 | 0.015498 | 0.022022 | 0.00016347 | 0.26273 | 0.0021648 | 0.21619 | 6.2476
0.45 | 0.024924 | 11148.538 | 1272.4221 | 308.1793 | 307.7446 | 293.947 | 307.6335 | 293.947 | 14.2323 | -2.9443 | -1400.3105 | 1180.7418 | -0.28558 | 14.222 | 0.057053 | 0.055932 | supercritical | integrated_cp_bulk_transport | 10539.1083 | 28933.6483 | 33324.4017 | 11.4729 | 0.089353 | -1401.3014 | 1181.5773 | -1.1961e-05 | 0.00056136 | 0.0002185 | -4.181e-08 | 482.8612 | 3223.2125 | 8.1909 | 86.3316 | 98.3744 | 363.9645 | 0.14755 | 0.0377 | 4.6451 | 98.459 | 0.14683 | -0.010307 | 0.13653 | 0.057976 | 0.0155 | 9.2414e-07 | 0.015501 | 0.022022 | 0.00018327 | 0.27029 | 0.0021044 | 0.21016 | 7.0232
0.5 | 0.024924 | 11072.7603 | 1272.1488 | 308.1498 | 307.7166 | 293.9381 | 307.6056 | 293.9381 | 14.2117 | -2.9402 | -1398.3566 | 1179.0943 | -0.28558 | 14.2017 | 0.057085 | 0.055951 | supercritical | integrated_cp_film_transport | 10450.7674 | 29724.3602 | 33707.7401 | 11.6144 | 0.089811 | -1399.32 | 1179.9066 | -1.2611e-05 | 0.00059626 | 0.00022013 | -4.1905e-08 | 481.3793 | 3229.7678 | 8.1909 | 86.3294 | 101.0628 | 363.965 | 0.14725 | 0.0377 | 4.6452 | 98.4627 | 0.14581 | -0.010225 | 0.13559 | 0.057553 | 0.015504 | 9.2256e-07 | 0.015505 | 0.022022 | 0.00020294 | 0.27767 | 0.0020485 | 0.20459 | 7.7977
0.55 | 0.024924 | 10996.8279 | 1271.8758 | 308.1211 | 307.6891 | 293.9293 | 307.5783 | 293.9293 | 14.1918 | -2.9362 | -1396.4388 | 1177.4772 | -0.28558 | 14.1823 | 0.057118 | 0.05597 | supercritical | integrated_cp_film_transport | 10363.4047 | 30489.7809 | 34028.1341 | 11.7745 | 0.090186 | -1397.3936 | 1178.2823 | -1.1833e-05 | 0.00062687 | 0.00022008 | -4.1678e-08 | 480.0953 | 3234.6119 | 8.1909 | 86.3271 | 103.6653 | 363.9655 | 0.14703 | 0.0377 | 4.6454 | 98.4647 | 0.1448 | -0.010145 | 0.13465 | 0.057133 | 0.015507 | 9.2101e-07 | 0.015508 | 0.022022 | 0.00022247 | 0.28482 | 0.0019972 | 0.19946 | 8.5712
0.6 | 0.024924 | 10920.7539 | 1271.6033 | 308.0931 | 307.6618 | 293.9204 | 307.5512 | 293.9204 | 14.1727 | -2.9322 | -1394.536 | 1175.8727 | -0.28558 | 14.1634 | 0.05715 | 0.05599 | supercritical | integrated_cp_film_transport | 10276.6636 | 31221.9037 | 34286.5296 | 11.9246 | 0.090484 | -1395.4844 | 1176.6725 | -1.0773e-05 | 0.00065283 | 0.00021872 | -4.1204e-08 | 478.6186 | 3235.3348 | 8.1909 | 86.3249 | 106.1545 | 363.966 | 0.147 | 0.0377 | 4.6455 | 98.4629 | 0.14379 | -0.010064 | 0.13373 | 0.056716 | 0.01551 | 9.1947e-07 | 0.015511 | 0.022022 | 0.00024186 | 0.29166 | 0.0019503 | 0.19478 | 9.3435
0.65 | 0.024924 | 10844.5526 | 1271.331 | 308.0658 | 307.6346 | 293.9116 | 307.5241 | 293.9116 | 14.1542 | -2.9282 | -1392.6441 | 1174.2775 | -0.28558 | 14.1453 | 0.057183 | 0.05601 | supercritical | integrated_cp_film_transport | 10190.6693 | 31912.5364 | 34482.704 | 12.0638 | 0.090711 | -1393.588 | 1175.0734 | -9.4712e-06 | 0.00067422 | 0.00021611 | -4.0494e-08 | 476.945 | 3232.0907 | 8.1909 | 86.3227 | 108.5026 | 363.9665 | 0.14715 | 0.0377 | 4.6456 | 98.4575 | 0.14279 | -0.0099839 | 0.13281 | 0.056303 | 0.015514 | 9.1793e-07 | 0.015514 | 0.022022 | 0.00026113 | 0.29811 | 0.001908 | 0.19056 | 10.1149
0.7 | 0.024924 | 10768.2415 | 1271.0592 | 308.0391 | 307.6075 | 293.9027 | 307.4972 | 293.9027 | 14.1363 | -2.9243 | -1390.7595 | 1172.6884 | -0.28558 | 14.1276 | 0.057216 | 0.05603 | supercritical | integrated_cp_film_transport | 10105.5261 | 32553.565 | 34616.6546 | 12.191 | 0.090873 | -1391.7006 | 1173.4819 | -6.7858e-06 | -0.00096051 | 0.000168 | -4.3587e-08 | 475.0664 | 3225.0953 | 8.1909 | 86.3205 | 110.6821 | 363.967 | 0.14747 | 0.0377 | 4.6457 | 98.4485 | 0.1418 | -0.0099031 | 0.1319 | 0.055893 | 0.015517 | 9.1641e-07 | 0.015518 | 0.022022 | 0.00028026 | 0.3041 | 0.0018702 | 0.1868 | 10.8851
0.75 | 0.024924 | 10691.8327 | 1270.7877 | 308.0129 | 307.5806 | 293.8939 | 307.4704 | 293.8939 | 14.119 | -2.9203 | -1388.8811 | 1171.1045 | -0.28558 | 14.1105 | 0.05725 | 0.05605 | supercritical | integrated_cp_film_transport | 10021.3145 | 33137.2759 | 34688.6312 | 12.3045 | 0.09098 | -1389.8189 | 1171.8953 | -5.014e-06 | 0.0011898 | 0.00022092 | -3.7327e-08 | 472.9698 | 3214.6491 | 8.1909 | 86.3182 | 112.6668 | 363.9675 | 0.14795 | 0.0377 | 4.6458 | 98.4363 | 0.14082 | -0.0098229 | 0.131 | 0.055487 | 0.01552 | 9.1488e-07 | 0.015521 | 0.022022 | 0.00029926 | 0.30955 | 0.0018371 | 0.18349 | 11.6544
0.8 | 0.024924 | 10615.3453 | 1270.5165 | 307.9872 | 307.5536 | 293.8851 | 307.4436 | 293.8851 | 14.1021 | -2.9164 | -1387.0223 | 1169.5372 | -0.28558 | 14.0938 | 0.057283 | 0.056071 | supercritical | integrated_cp_film_transport | 9938.1136 | 33656.7107 | 34699.2628 | 12.401 | 0.091055 | -1387.9437 | 1170.3141 | -6.0919e-06 | 0.00071691 | 0.00020311 | -3.7391e-08 | 470.6224 | 3201.3367 | 8.1909 | 86.316 | 114.4328 | 363.968 | 0.14856 | 0.0377 | 4.646 | 98.4214 | 0.13985 | -0.0097421 | 0.13011 | 0.055083 | 0.015523 | 9.1337e-07 | 0.015524 | 0.022022 | 0.00031813 | 0.3144 | 0.0018084 | 0.18063 | 12.4226
0.85 | 0.024924 | 10538.7945 | 1270.2457 | 307.9619 | 307.527 | 293.8763 | 307.4172 | 293.8763 | 14.0855 | -2.9125 | -1385.1793 | 1167.9832 | -0.28558 | 14.0774 | 0.057316 | 0.056092 | supercritical | integrated_cp_film_transport | 9856.1617 | 34105.9217 | 34650.6698 | 12.4665 | 0.091202 | -1386.1013 | 1168.7606 | -3.0971e-06 | 0.00072806 | 0.00019806 | -3.6225e-08 | 467.8557 | 3187.6649 | 8.1909 | 86.3138 | 115.9601 | 363.9685 | 0.1492 | 0.0377 | 4.6461 | 98.406 | 0.13889 | -0.0096613 | 0.12922 | 0.054683 | 0.015527 | 9.1188e-07 | 0.015528 | 0.022022 | 0.00033687 | 0.3186 | 0.0017843 | 0.17822 | 13.1897
0.9 | 0.024924 | 10462.1958 | 1269.9753 | 307.9369 | 307.5004 | 293.8675 | 307.3907 | 293.8675 | 14.0694 | -2.908 | -1383.024 | 1166.1658 | -0.28558 | 14.0614 | 0.05735 | 0.056113 | supercritical | integrated_cp_film_transport | 9774.7424 | 34480.3151 | 34543.478 | 12.5139 | 0.09133 | -1384.2578 | 1167.2062 | -3.4804e-06 | 0.0022591 | 0.00023335 | -3.1037e-08 | 464.8473 | 3171.6072 | 8.1909 | 86.3116 | 117.2331 | 363.969 | 0.14995 | 0.0377 | 4.6462 | 98.3882 | 0.13793 | -0.0095805 | 0.12835 | 0.054287 | 0.01553 | 9.1019e-07 | 0.015531 | 0.022022 | 0.00035548 | 0.3221 | 0.0017646 | 0.17626 | 13.9559
0.95 | 0.024924 | 10385.5857 | 1269.7052 | 307.9122 | 307.4677 | 293.8588 | 307.3582 | 293.8588 | 14.0534 | -2.9036 | -1380.9183 | 1164.3903 | -0.28558 | 14.0456 | 0.057388 | 0.056135 | supercritical | bulk_cp | 9684.2382 | 34776.8374 | 34339.8167 | 12.0196 | 0.091433 | -1381.791 | 1165.1262 | -3.0197e-06 | 0.0018101 | 0.00020809 | -2.9085e-08 | 455.1219 | 3108.7688 | 8.1909 | 86.3094 | 118.2413 | 363.9695 | 0.15298 | 0.0377 | 4.6463 | 98.3241 | 0.13698 | -0.0094972 | 0.12749 | 0.053894 | 0.015533 | 9.0854e-07 | 0.015534 | 0.022022 | 0.00037397 | 0.32487 | 0.0017485 | 0.17464 | 14.7208
1 | 0.024924 | 10308.9786 | 1269.4356 | 307.8877 | 307.4421 | 293.85 | 307.3327 | 293.85 | 14.0377 | [5 empty] | 0.057422 | 0.056157 | supercritical | bulk_cp | 9605.5847 | 34994.3423 | 34121.9526 | 12.1464 | 0.091484 | -1380.046 | 1163.6548 | -1.8676e-06 | 0.00070906 | 0.00017178 | -3.0653e-08 | 453.1433 | 3096.9793 | 8.1909 | 86.3072 | 118.9808 | 363.97 | 0.15357 | 0.0377 | 4.6464 | 98.3099 | 0.13604 | -0.009414 | 0.12663 | 0.053504 | 0 | 0 | 0 | 0.022022 | 0.00039234 | 0.3269 | 0.0017373 | 0.17353 | 15.4846

## May22_2
pos | roughness | Re_CO2 | Re_H2O | CO2b | CO2w | H2Ob | H2Ow | H2Ob_at_pos | dT_bulk | Q | q_CO2 | q_H2O | Q_leak | lmtd | CO2_heat_friction_factor | CO2_hydraulic_friction_factor | CO2_phase_bulk | CO2_Pr_branch | CO2_Re_film | CO2_Cp_bulk_J_kgK | CO2_Cp_integrated_J_kgK | CO2_Pr_used | CO2_k_film_W_mK | CO2_node_heat_flux_W_m2 | H2O_node_heat_flux_W_m2 | CO2_correlation_wall_flux_residual_W_m2 | CO2_final_wall_flux_residual_W_m2 | H2O_final_wall_flux_residual_W_m2 | wall_conduction_residual_K | Nu_CO2 | htc_CO2 | Nu_H2O | htc_H2O | CO2_mCp | H2O_mCp | r_CO2 | r_cond | r_H2O | U | CO2_visc | CO2_acc | CO2_tot | Ve_CO2 | H2O_visc | H2O_acc | H2O_tot | Ve_H2O | CO2_dp_cumulative_psi | C | NTU | effectiveness | overall effectiveness
0 | 0.020736 | 13483.1739 | 1275.4068 | 310.8288 | 309.8198 | 294.0439 | 309.6928 | 294.0439 | 16.7849 | -3.3616 | -1598.7423 | 1348.0595 | -0.28558 | 16.7345 | 0.052805 | 0.052011 | supercritical | integrated_cp_bulk_transport | 13143.0089 | 8779.5882 | 10507.9583 | 4.5587 | 0.058889 | -1602.6785 | 1351.3785 | 1.9407e-05 | -0.00056643 | 3.3245e-05 | -1.5636e-08 | 361.0728 | 1588.4834 | 8.1909 | 86.3559 | 29.8506 | 363.9591 | 0.2994 | 0.0377 | 4.6438 | 95.4833 | 0 | 0 | 0 | 0.074099 | 0.015464 | 1.0484e-06 | 0.015465 | 0.022023 | 0 | 0.082016 | 0.0067257 | 0.67013 | 0
0.05 | 0.020736 | 13414.6401 | 1275.0979 | 310.718 | 309.7328 | 294.0338 | 309.6064 | 294.0338 | 16.6842 | -3.3454 | -1591.0494 | 1341.5728 | -0.28558 | 16.6359 | 0.052824 | 0.052024 | supercritical | integrated_cp_bulk_transport | 13066.7723 | 9080.6534 | 10910.6829 | 4.6969 | 0.059714 | -1594.8105 | 1344.7442 | 1.4527e-05 | -0.00043775 | 7.9249e-05 | -2.3176e-08 | 362.8691 | 1618.748 | 8.1909 | 86.3534 | 30.8742 | 363.9596 | 0.2938 | 0.0377 | 4.6439 | 95.5881 | 0.17323 | -0.014161 | 0.15907 | 0.073512 | 0.015468 | 1.0433e-06 | 0.015469 | 0.022022 | 2.3071e-05 | 0.084829 | 0.0065099 | 0.64869 | 0.73276
0.1 | 0.020736 | 13345.6793 | 1274.7904 | 310.6115 | 309.6493 | 294.0239 | 309.5235 | 294.0239 | 16.5876 | -3.3299 | -1583.699 | 1335.375 | -0.28558 | 16.5413 | 0.052844 | 0.052037 | supercritical | integrated_cp_bulk_transport | 12989.9345 | 9393.5262 | 11331.0981 | 4.8405 | 0.060551 | -1587.2922 | 1338.4048 | 2.228e-05 | -0.00028834 | 0.00012558 | -3.0603e-08 | 364.6797 | 1649.6436 | 8.1909 | 86.3509 | 31.938 | 363.9602 | 0.2883 | 0.0377 | 4.6441 | 95.6913 | 0.17191 | -0.014012 | 0.1579 | 0.072932 | 0.015472 | 1.0383e-06 | 0.015473 | 0.022022 | 4.5972e-05 | 0.087751 | 0.0062998 | 0.62783 | 1.462
0.15 | 0.020736 | 13276.2994 | 1274.4842 | 310.509 | 309.5691 | 294.0139 | 309.4438 | 294.0139 | 16.4951 | -3.3152 | -1576.6771 | 1329.4542 | -0.28558 | 16.4506 | 0.052864 | 0.05205 | supercritical | integrated_cp_bulk_transport | 12912.4985 | 9718.6144 | 11769.8855 | 4.9895 | 0.061401 | -1580.1093 | 1332.3482 | 2.2184e-05 | -0.00013952 | 0.00017113 | -3.793e-08 | 366.5033 | 1681.1685 | 8.1909 | 86.3484 | 33.0433 | 363.9608 | 0.28289 | 0.0377 | 4.6442 | 95.7929 | 0.1706 | -0.013867 | 0.15673 | 0.072358 | 0.015476 | 1.0336e-06 | 0.015477 | 0.022022 | 6.8704e-05 | 0.090788 | 0.0060956 | 0.60754 | 2.1879
0.2 | 0.020736 | 13206.508 | 1274.1793 | 310.4104 | 309.4921 | 294.004 | 309.3674 | 294.004 | 16.4063 | -3.3011 | -1569.9703 | 1323.799 | -0.28558 | 16.3637 | 0.052885 | 0.052064 | supercritical | integrated_cp_bulk_transport | 12834.4671 | 10056.3304 | 12227.73 | 5.1444 | 0.062264 | -1573.2482 | 1326.5629 | -2.0227e-05 | -2.5758e-05 | 0.00021415 | -4.5154e-08 | 368.3385 | 1713.3197 | 8.1909 | 86.3459 | 34.1915 | 363.9613 | 0.27759 | 0.0377 | 4.6443 | 95.8929 | 0.1693 | -0.013725 | 0.15558 | 0.07179 | 0.015479 | 1.029e-06 | 0.01548 | 0.022022 | 9.1269e-05 | 0.093943 | 0.005897 | 0.5878 | 2.9105
0.25 | 0.020736 | 13136.3125 | 1273.8756 | 310.3154 | 309.4182 | 293.9942 | 309.294 | 293.9942 | 16.3213 | -3.2876 | -1563.5654 | 1318.3984 | -0.28558 | 16.2805 | 0.052906 | 0.052078 | supercritical | integrated_cp_bulk_transport | 12755.8426 | 10407.0906 | 12705.3129 | 5.3051 | 0.063138 | -1566.6954 | 1321.0375 | -1.7943e-05 | 0.00013864 | 0.00025887 | -5.2258e-08 | 370.1838 | 1746.0917 | 8.1909 | 86.3435 | 35.3841 | 363.9619 | 0.27238 | 0.0377 | 4.6445 | 95.9911 | 0.16802 | -0.013586 | 0.15443 | 0.071228 | 0.015483 | 1.0247e-06 | 0.015484 | 0.022022 | 0.00011367 | 0.097219 | 0.0057041 | 0.56863 | 3.6301
0.3 | 0.020736 | 13065.7204 | 1273.5731 | 310.2241 | 309.3472 | 293.9844 | 309.2235 | 293.9844 | 16.2397 | -3.2748 | -1557.4498 | 1313.2416 | -0.28558 | 16.2006 | 0.052927 | 0.052092 | supercritical | integrated_cp_bulk_transport | 12676.6272 | 10771.3144 | 13203.3011 | 5.4719 | 0.064025 | -1560.4381 | 1315.7614 | -1.4036e-05 | 0.00031035 | 0.0003031 | -5.9252e-08 | 372.0373 | 1779.4765 | 8.1909 | 86.341 | 36.6225 | 363.9624 | 0.26727 | 0.0377 | 4.6446 | 96.0877 | 0.16675 | -0.01345 | 0.1533 | 0.070671 | 0.015486 | 1.0205e-06 | 0.015488 | 0.022022 | 0.0001359 | 0.10062 | 0.0055168 | 0.55001 | 4.3467
0.35 | 0.020736 | 12994.7388 | 1273.2717 | 310.1362 | 309.279 | 293.9746 | 309.1558 | 293.9746 | 16.1616 | -3.2625 | -1551.611 | 1308.3184 | -0.28558 | 16.1242 | 0.052949 | 0.052107 | supercritical | integrated_cp_bulk_transport | 12596.8224 | 11149.4238 | 13722.3313 | 5.6449 | 0.064923 | -1554.4638 | 1310.7239 | -2.0598e-05 | 0.00047657 | 0.00034614 | -6.6125e-08 | 373.8969 | 1813.4625 | 8.1909 | 86.3385 | 37.908 | 363.963 | 0.26226 | 0.0377 | 4.6447 | 96.1824 | 0.16549 | -0.013317 | 0.15217 | 0.07012 | 0.01549 | 1.0165e-06 | 0.015491 | 0.022022 | 0.00015797 | 0.10415 | 0.0053349 | 0.53193 | 5.0606
0.4 | 0.020736 | 12923.3747 | 1272.9714 | 310.0516 | 309.2136 | 293.9648 | 309.0908 | 293.9648 | 16.0868 | -3.2508 | -1546.0373 | 1303.6187 | -0.28558 | 16.0509 | 0.052972 | 0.052121 | supercritical | integrated_cp_bulk_transport | 12516.4291 | 11541.8425 | 14262.9877 | 5.8244 | 0.065833 | -1548.7604 | 1305.9148 | -2.7655e-05 | 0.00064678 | 0.00038846 | -7.2879e-08 | 375.7597 | 1848.0342 | 8.1909 | 86.3361 | 39.2423 | 363.9635 | 0.25735 | 0.0377 | 4.6449 | 96.2754 | 0.16425 | -0.013187 | 0.15106 | 0.069574 | 0.015494 | 1.0127e-06 | 0.015495 | 0.022022 | 0.00017988 | 0.10782 | 0.0051585 | 0.51438 | 5.7717
0.45 | 0.020736 | 12851.6351 | 1272.6721 | 309.9702 | 309.1507 | 293.9551 | 309.0283 | 293.9551 | 16.0151 | -3.2396 | -1540.7169 | 1299.1325 | -0.28558 | 15.9807 | 0.052994 | 0.052136 | supercritical | integrated_cp_bulk_transport | 12435.4473 | 11948.9944 | 14825.771 | 6.0103 | 0.066754 | -1543.3161 | 1301.3241 | -1.4375e-05 | 0.00084094 | 0.00043083 | -7.9488e-08 | 377.6224 | 1883.1701 | 8.1909 | 86.3336 | 40.6266 | 363.9641 | 0.25255 | 0.0377 | 4.645 | 96.3665 | 0.16302 | -0.01306 | 0.14996 | 0.069034 | 0.015497 | 1.009e-06 | 0.015498 | 0.022022 | 0.00020163 | 0.11162 | 0.0049875 | 0.49737 | 6.4803
0.5 | 0.020736 | 12779.5268 | 1272.3738 | 309.8918 | 309.0902 | 293.9454 | 308.9683 | 293.9454 | 15.9464 | -3.2289 | -1535.6382 | 1294.8502 | -0.28558 | 15.9135 | 0.053017 | 0.052151 | supercritical | integrated_cp_bulk_transport | 12353.876 | 12371.3019 | 15411.0581 | 6.2028 | 0.067685 | -1538.1193 | 1296.9422 | -1.7307e-05 | 0.0010221 | 0.00047158 | -8.596e-08 | 379.481 | 1918.8414 | 8.1909 | 86.3312 | 42.0624 | 363.9646 | 0.24785 | 0.0377 | 4.6451 | 96.4557 | 0.1618 | -0.012936 | 0.14886 | 0.068498 | 0.015501 | 1.0055e-06 | 0.015502 | 0.022022 | 0.00022322 | 0.11557 | 0.0048217 | 0.48087 | 7.1865
0.55 | 0.020736 | 12707.0565 | 1272.0764 | 309.8164 | 309.0322 | 293.9358 | 308.9106 | 293.9358 | 15.8806 | -3.2187 | -1530.7901 | 1290.7622 | -0.28558 | 15.8491 | 0.053041 | 0.052166 | supercritical | integrated_cp_bulk_transport | 12271.7129 | 12809.1839 | 16019.0484 | 6.4019 | 0.068627 | -1533.1587 | 1292.7594 | -2.0276e-05 | 0.0012057 | 0.00051134 | -9.2279e-08 | 381.3299 | 1955.0101 | 8.1909 | 86.3288 | 43.5512 | 363.9651 | 0.24327 | 0.0377 | 4.6453 | 96.5429 | 0.16059 | -0.012814 | 0.14778 | 0.067968 | 0.015505 | 1.0021e-06 | 0.015506 | 0.022022 | 0.00024465 | 0.11966 | 0.0046611 | 0.46489 | 7.8903
0.6 | 0.020736 | 12634.2308 | 1271.7799 | 309.7437 | 308.9763 | 293.9262 | 308.8552 | 293.9262 | 15.8176 | -3.209 | -1526.1614 | 1286.8593 | -0.28558 | 15.7874 | 0.053065 | 0.052182 | supercritical | integrated_cp_bulk_transport | 12188.9541 | 13263.052 | 16649.6983 | 6.6074 | 0.069578 | -1528.4229 | 1288.7662 | -2.3269e-05 | 0.0013909 | 0.00054998 | -9.8426e-08 | 383.1626 | 1991.6255 | 8.1909 | 86.3264 | 45.0944 | 363.9657 | 0.2388 | 0.0377 | 4.6454 | 96.6281 | 0.15939 | -0.012695 | 0.1467 | 0.067442 | 0.015508 | 9.9881e-07 | 0.015509 | 0.022022 | 0.00026593 | 0.1239 | 0.0045055 | 0.44941 | 8.5919
0.65 | 0.020736 | 12561.0562 | 1271.4842 | 309.6738 | 308.9226 | 293.9166 | 308.8018 | 293.9166 | 15.7573 | -3.1997 | -1521.7408 | 1283.1318 | -0.28558 | 15.7284 | 0.05309 | 0.052198 | supercritical | integrated_cp_bulk_transport | 12105.5937 | 13733.3055 | 17302.6409 | 6.8192 | 0.070537 | -1523.901 | 1284.9533 | -2.6264e-05 | 0.0015771 | 0.00058738 | -1.0438e-07 | 384.9707 | 2028.622 | 8.1909 | 86.3239 | 46.6932 | 363.9662 | 0.23444 | 0.0377 | 4.6455 | 96.7111 | 0.15821 | -0.012578 | 0.14563 | 0.066922 | 0.015512 | 9.9569e-07 | 0.015513 | 0.022022 | 0.00028705 | 0.12829 | 0.004355 | 0.43443 | 9.2914
0.7 | 0.020736 | 12487.5393 | 1271.1894 | 309.6065 | 308.8709 | 293.907 | 308.7505 | 293.907 | 15.6995 | -3.1908 | -1517.5171 | 1279.5704 | -0.28558 | 15.6718 | 0.053115 | 0.052214 | supercritical | integrated_cp_bulk_transport | 12021.624 | 14220.3247 | 17977.0945 | 7.037 | 0.071505 | -1519.5816 | 1281.3112 | -2.9007e-05 | 0.0018435 | 0.00062658 | -1.0978e-07 | 386.7437 | 2065.9148 | 8.1909 | 86.3215 | 48.3491 | 363.9668 | 0.23021 | 0.0377 | 4.6457 | 96.7918 | 0.15704 | -0.012464 | 0.14457 | 0.066406 | 0.015515 | 9.9269e-07 | 0.015516 | 0.022022 | 0.00030802 | 0.13284 | 0.0042093 | 0.41993 | 9.9889
0.75 | 0.020736 | 12413.6866 | 1270.8953 | 309.5416 | 308.8211 | 293.8974 | 308.701 | 293.8974 | 15.6442 | -3.1823 | -1513.4791 | 1276.1656 | -0.28558 | 15.6177 | 0.05314 | 0.05223 | supercritical | integrated_cp_bulk_transport | 11937.0347 | 14724.4611 | 18671.7607 | 7.2601 | 0.072478 | -1515.4536 | 1277.8305 | -3.2376e-05 | 0.0019484 | 0.00065786 | -1.1562e-07 | 388.4691 | 2103.3964 | 8.1909 | 86.3191 | 50.0632 | 363.9673 | 0.22611 | 0.0377 | 4.6458 | 96.8701 | 0.15588 | -0.012351 | 0.14353 | 0.065895 | 0.015519 | 9.898e-07 | 0.01552 | 0.022022 | 0.00032884 | 0.13755 | 0.0040685 | 0.40591 | 10.6844
0.8 | 0.020736 | 12339.5047 | 1270.602 | 309.4791 | 308.7731 | 293.8879 | 308.6533 | 293.8879 | 15.5912 | -3.1742 | -1509.6154 | 1272.9077 | -0.28558 | 15.5659 | 0.053167 | 0.052246 | supercritical | integrated_cp_bulk_transport | 11851.8136 | 15246.0245 | 19384.72 | 7.4879 | 0.073457 | -1511.5056 | 1274.5015 | -3.5324e-05 | 0.0021319 | 0.00069053 | -1.2083e-07 | 390.1318 | 2140.9326 | 8.1909 | 86.3167 | 51.8365 | 363.9678 | 0.22214 | 0.0377 | 4.6459 | 96.9459 | 0.15473 | -0.012241 | 0.14248 | 0.065388 | 0.015522 | 9.8702e-07 | 0.015523 | 0.022022 | 0.0003495 | 0.14242 | 0.0039324 | 0.39236 | 11.3781
0.85 | 0.020736 | 12265.0003 | 1270.3094 | 309.4189 | 308.7268 | 293.8784 | 308.6073 | 293.8784 | 15.5406 | -3.1664 | -1505.9143 | 1269.7869 | -0.28558 | 15.5163 | 0.053193 | 0.052263 | supercritical | integrated_cp_bulk_transport | 11765.9462 | 15785.2656 | 20113.3316 | 7.7194 | 0.07444 | -1507.726 | 1271.3146 | -3.8212e-05 | 0.0023122 | 0.0007212 | -1.2571e-07 | 391.714 | 2178.3588 | 8.1909 | 86.3143 | 53.6699 | 363.9684 | 0.21833 | 0.0377 | 4.646 | 97.0188 | 0.15359 | -0.012133 | 0.14145 | 0.064886 | 0.015526 | 9.8434e-07 | 0.015527 | 0.022022 | 0.00037002 | 0.14746 | 0.0038009 | 0.37927 | 12.07
0.9 | 0.020736 | 12190.1802 | 1270.0175 | 309.361 | 308.6821 | 293.8689 | 308.5628 | 293.8689 | 15.4921 | -3.1589 | -1502.364 | 1266.7933 | -0.28558 | 15.4688 | 0.053221 | 0.05228 | supercritical | integrated_cp_bulk_transport | 11679.4169 | 16342.3536 | 20854.15 | 7.9533 | 0.075423 | -1504.1033 | 1268.2599 | -1.6778e-05 | 0.0025123 | 0.0007505 | -1.3021e-07 | 393.1955 | 2215.4764 | 8.1909 | 86.3119 | 55.564 | 363.9689 | 0.21467 | 0.0377 | 4.6462 | 97.0887 | 0.15246 | -0.012026 | 0.14043 | 0.064388 | 0.015529 | 9.8176e-07 | 0.01553 | 0.022022 | 0.00039039 | 0.15266 | 0.003674 | 0.36662 | 12.7602
0.95 | 0.020736 | 12115.0515 | 1269.7262 | 309.3051 | 308.6387 | 293.8594 | 308.5198 | 293.8594 | 15.4456 | -3.1518 | -1498.9527 | 1263.9169 | -0.28558 | 15.4234 | 0.053248 | 0.052298 | supercritical | integrated_cp_bulk_transport | 11592.2093 | 16917.3484 | 21602.8723 | 8.1881 | 0.076404 | -1500.6255 | 1265.3274 | -1.7932e-05 | 0.002684 | 0.00077641 | -1.343e-07 | 394.5539 | 2252.0514 | 8.1909 | 86.3096 | 57.519 | 363.9694 | 0.21118 | 0.0377 | 4.6463 | 97.1553 | 0.15134 | -0.011922 | 0.13942 | 0.063895 | 0.015533 | 9.7926e-07 | 0.015534 | 0.022022 | 0.00041061 | 0.15803 | 0.0035516 | 0.35443 | 13.4488
1 | 0.020736 | 12039.6217 | 1269.4356 | 309.2512 | 308.5968 | 293.85 | 308.4781 | 293.85 | 15.4012 | [5 empty] | 0.053277 | 0.052315 | supercritical | integrated_cp_bulk_transport | 11504.308 | 17510.166 | 22354.3283 | 8.4221 | 0.07738 | -1497.2806 | 1262.507 | -1.9055e-05 | 0.0028484 | 0.00079949 | -1.379e-07 | 395.7649 | 2287.813 | 8.1909 | 86.3072 | 59.5346 | 363.97 | 0.20788 | 0.0377 | 4.6464 | 97.2183 | 0.15023 | -0.011819 | 0.13841 | 0.063406 | 0 | 0 | 0 | 0.022022 | 0.00043068 | 0.16357 | 0.0034335 | 0.34267 | 14.1358

## May22_6
pos | roughness | Re_CO2 | Re_H2O | CO2b | CO2w | H2Ob | H2Ow | H2Ob_at_pos | dT_bulk | Q | q_CO2 | q_H2O | Q_leak | lmtd | CO2_heat_friction_factor | CO2_hydraulic_friction_factor | CO2_phase_bulk | CO2_Pr_branch | CO2_Re_film | CO2_Cp_bulk_J_kgK | CO2_Cp_integrated_J_kgK | CO2_Pr_used | CO2_k_film_W_mK | CO2_node_heat_flux_W_m2 | H2O_node_heat_flux_W_m2 | CO2_correlation_wall_flux_residual_W_m2 | CO2_final_wall_flux_residual_W_m2 | H2O_final_wall_flux_residual_W_m2 | wall_conduction_residual_K | Nu_CO2 | htc_CO2 | Nu_H2O | htc_H2O | CO2_mCp | H2O_mCp | r_CO2 | r_cond | r_H2O | U | CO2_visc | CO2_acc | CO2_tot | Ve_CO2 | H2O_visc | H2O_acc | H2O_tot | Ve_H2O | CO2_dp_cumulative_psi | C | NTU | effectiveness | overall effectiveness
0 | 0.032408 | 14756.6933 | 1275.5606 | 312.5995 | 310.8043 | 294.0489 | 310.6693 | 294.0489 | 18.5506 | -3.5634 | -1694.71 | 1428.9795 | -0.28558 | 18.4543 | 0.061797 | 0.060986 | supercritical | integrated_cp_bulk_transport | 14488.4513 | 5091.625 | 5921.5129 | 2.9349 | 0.046765 | -1702.2029 | 1435.2975 | 6.9633e-06 | -0.0011702 | -0.00014818 | 4.098e-10 | 271.4055 | 948.1996 | 8.1909 | 86.3572 | 17.3115 | 363.9588 | 0.50158 | 0.0377 | 4.6437 | 91.76 | 0 | 0 | 0 | 0.086798 | 0.015463 | 1.1067e-06 | 0.015464 | 0.022023 | 0 | 0.047565 | 0.011145 | 1.108 | 0
0.05 | 0.032408 | 14701.18 | 1275.2346 | 312.3966 | 310.6468 | 294.0383 | 310.5131 | 294.0383 | 18.3583 | -3.5325 | -1680.0512 | 1416.6192 | -0.28558 | 18.2657 | 0.061808 | 0.060993 | supercritical | integrated_cp_bulk_transport | 14426.6238 | 5241.9787 | 6118.6343 | 3.0087 | 0.047367 | -1687.2338 | 1422.6755 | 5.8778e-06 | -0.00099929 | -6.8127e-05 | -1.1467e-08 | 272.5036 | 964.2829 | 8.1909 | 86.3545 | 17.8227 | 363.9594 | 0.49321 | 0.0377 | 4.6439 | 91.9058 | 0.23792 | -0.016772 | 0.22114 | 0.086104 | 0.015467 | 1.0973e-06 | 0.015468 | 0.022023 | 3.2074e-05 | 0.048969 | 0.010843 | 1.0781 | 0.68569
0.1 | 0.032408 | 14645.1019 | 1274.9112 | 312.2012 | 310.4956 | 294.0278 | 310.363 | 294.0278 | 18.1735 | -3.503 | -1666.0002 | 1404.7714 | -0.28558 | 18.0845 | 0.06182 | 0.061 | supercritical | integrated_cp_bulk_transport | 14364.1221 | 5398.1668 | 6324.6613 | 3.0854 | 0.047981 | -1672.8839 | 1410.5757 | 1.0735e-05 | -0.00080677 | 1.3297e-05 | -2.3273e-08 | 273.6227 | 980.7929 | 8.1909 | 86.3519 | 18.3538 | 363.96 | 0.48491 | 0.0377 | 4.644 | 92.051 | 0.23605 | -0.016555 | 0.21949 | 0.085419 | 0.01547 | 1.0882e-06 | 0.015471 | 0.022022 | 6.3909e-05 | 0.050428 | 0.010546 | 1.0487 | 1.3655
0.15 | 0.032408 | 14588.4707 | 1274.5903 | 312.0132 | 310.3503 | 294.0174 | 310.2188 | 294.0174 | 17.9958 | -3.4747 | -1652.5344 | 1393.417 | -0.28558 | 17.9103 | 0.061832 | 0.061008 | supercritical | integrated_cp_bulk_transport | 14300.9518 | 5560.4545 | 6540.0768 | 3.1653 | 0.048608 | -1659.1304 | 1398.9788 | 7.7518e-06 | -0.00060685 | 9.4841e-05 | -3.5033e-08 | 274.7636 | 997.7433 | 8.1909 | 86.3493 | 18.9055 | 363.9606 | 0.47667 | 0.0377 | 4.6442 | 92.1954 | 0.2342 | -0.016344 | 0.21786 | 0.084742 | 0.015474 | 1.0795e-06 | 0.015475 | 0.022022 | 9.5506e-05 | 0.051944 | 0.010254 | 1.0199 | 2.0395
0.2 | 0.032408 | 14531.2976 | 1274.2719 | 311.8321 | 310.2107 | 294.007 | 310.0802 | 294.007 | 17.825 | -3.4476 | -1639.6324 | 1382.538 | -0.28558 | 17.7429 | 0.061844 | 0.061015 | supercritical | integrated_cp_bulk_transport | 14237.1179 | 5729.1191 | 6765.3907 | 3.2484 | 0.049247 | -1645.9512 | 1387.866 | 1.043e-05 | -0.00038676 | 0.0001775 | -4.6742e-08 | 275.9271 | 1015.1481 | 8.1909 | 86.3467 | 19.479 | 363.9611 | 0.4685 | 0.0377 | 4.6443 | 92.3392 | 0.23238 | -0.01614 | 0.21624 | 0.084074 | 0.015478 | 1.0712e-06 | 0.015479 | 0.022022 | 0.00012687 | 0.053519 | 0.0099674 | 0.99153 | 2.7082
0.25 | 0.032408 | 14473.5931 | 1273.9558 | 311.6577 | 310.0766 | 293.9968 | 309.9472 | 293.9968 | 17.6609 | -3.4216 | -1627.2733 | 1372.1168 | -0.28558 | 17.582 | 0.061857 | 0.061023 | supercritical | integrated_cp_bulk_transport | 14172.6249 | 5904.4511 | 7001.1414 | 3.3348 | 0.049899 | -1633.3252 | 1377.2198 | 1.3254e-05 | -0.00015255 | 0.00026067 | -5.8411e-08 | 277.1139 | 1033.0219 | 8.1909 | 86.3441 | 20.0751 | 363.9617 | 0.46039 | 0.0377 | 4.6444 | 92.4823 | 0.23058 | -0.015942 | 0.21464 | 0.083415 | 0.015482 | 1.0632e-06 | 0.015483 | 0.022022 | 0.000158 | 0.055157 | 0.0096864 | 0.96371 | 3.3716
0.3 | 0.032408 | 14415.3672 | 1273.642 | 311.4899 | 309.9479 | 293.9866 | 309.8193 | 293.9866 | 17.5033 | -3.3967 | -1615.4373 | 1362.1367 | -0.28558 | 17.4274 | 0.06187 | 0.061031 | supercritical | integrated_cp_bulk_transport | 14107.4766 | 6086.7538 | 7247.8971 | 3.4249 | 0.050565 | -1621.232 | 1367.0228 | -1.3917e-05 | 6.5324e-05 | 0.00034192 | -7.0067e-08 | 278.3248 | 1051.3792 | 8.1909 | 86.3416 | 20.695 | 363.9623 | 0.45235 | 0.0377 | 4.6446 | 92.6246 | 0.2288 | -0.015749 | 0.21305 | 0.082763 | 0.015486 | 1.0556e-06 | 0.015487 | 0.022022 | 0.0001889 | 0.05686 | 0.0094108 | 0.93642 | 4.03
0.35 | 0.032408 | 14356.6294 | 1273.3303 | 311.3282 | 309.8242 | 293.9765 | 309.6966 | 293.9765 | 17.3517 | -3.3729 | -1604.1052 | 1352.5815 | -0.28558 | 17.2788 | 0.061883 | 0.061038 | supercritical | integrated_cp_bulk_transport | 14041.6763 | 6276.3443 | 7506.2569 | 3.5187 | 0.051245 | -1609.6522 | 1357.2587 | -1.5257e-05 | 0.00032191 | 0.00042562 | -8.1692e-08 | 279.5603 | 1070.235 | 8.1909 | 86.339 | 21.3396 | 363.9629 | 0.44438 | 0.0377 | 4.6447 | 92.7661 | 0.22705 | -0.015562 | 0.21148 | 0.082119 | 0.015489 | 1.0482e-06 | 0.01549 | 0.022022 | 0.00021957 | 0.058631 | 0.0091405 | 0.90964 | 4.6836
0.4 | 0.032408 | 14297.3887 | 1273.0206 | 311.1726 | 309.7055 | 293.9664 | 309.5787 | 293.9664 | 17.2061 | -3.35 | -1593.2586 | 1343.4356 | -0.28558 | 17.1361 | 0.061896 | 0.061046 | supercritical | integrated_cp_bulk_transport | 13975.2267 | 6473.5533 | 7776.852 | 3.6164 | 0.051938 | -1598.5669 | 1347.9116 | -1.0684e-05 | 0.00059667 | 0.00050999 | -9.3297e-08 | 280.821 | 1089.6041 | 8.1909 | 86.3365 | 22.0101 | 363.9634 | 0.43648 | 0.0377 | 4.6449 | 92.9068 | 0.22531 | -0.01538 | 0.20993 | 0.081482 | 0.015493 | 1.0412e-06 | 0.015494 | 0.022022 | 0.00025002 | 0.060473 | 0.0088754 | 0.88338 | 5.3326
0.45 | 0.032408 | 14237.6537 | 1272.7129 | 311.0227 | 309.5915 | 293.9564 | 309.4656 | 293.9564 | 17.0663 | -3.3282 | -1582.8797 | 1334.6841 | -0.28558 | 16.999 | 0.061909 | 0.061055 | supercritical | integrated_cp_bulk_transport | 13908.1303 | 6678.7262 | 8060.3469 | 3.7182 | 0.052645 | -1587.9581 | 1338.9663 | -1.5116e-05 | 0.00087441 | 0.00059384 | -1.049e-07 | 282.1075 | 1109.5017 | 8.1909 | 86.334 | 22.7077 | 363.964 | 0.42865 | 0.0377 | 4.645 | 93.0466 | 0.2236 | -0.015204 | 0.20839 | 0.080853 | 0.015497 | 1.0344e-06 | 0.015498 | 0.022022 | 0.00028025 | 0.06239 | 0.0086157 | 0.85764 | 5.9773
0.5 | 0.032408 | 14177.4327 | 1272.4071 | 310.8784 | 309.4821 | 293.9465 | 309.357 | 293.9465 | 16.9319 | -3.3073 | -1572.9513 | 1326.3126 | -0.28558 | 16.8673 | 0.061923 | 0.061063 | supercritical | integrated_cp_bulk_transport | 13840.389 | 6892.2227 | 8357.4404 | 3.8243 | 0.053367 | -1577.8084 | 1330.408 | -8.3211e-06 | 0.0011744 | 0.0006785 | -1.1648e-07 | 283.4204 | 1129.943 | 8.1909 | 86.3315 | 23.4336 | 363.9645 | 0.4209 | 0.0377 | 4.6451 | 93.1855 | 0.2219 | -0.015032 | 0.20687 | 0.080231 | 0.015501 | 1.028e-06 | 0.015502 | 0.022022 | 0.00031025 | 0.064384 | 0.0083613 | 0.83242 | 6.6177
0.55 | 0.032408 | 14116.7334 | 1272.103 | 310.7395 | 309.377 | 293.9366 | 309.2527 | 293.9366 | 16.8028 | -3.2874 | -1563.457 | 1318.3069 | -0.28558 | 16.7408 | 0.061937 | 0.061071 | supercritical | integrated_cp_bulk_transport | 13772.0041 | 7114.4175 | 8668.8667 | 3.9349 | 0.054103 | -1568.1007 | 1322.2225 | -1.0292e-05 | 0.0014767 | 0.00076248 | -1.2805e-07 | 284.76 | 1150.9432 | 8.1909 | 86.329 | 24.189 | 363.9651 | 0.41322 | 0.0377 | 4.6453 | 93.3235 | 0.22023 | -0.014865 | 0.20536 | 0.079615 | 0.015504 | 1.0217e-06 | 0.015505 | 0.022022 | 0.00034004 | 0.06646 | 0.0081122 | 0.80772 | 7.2541
0.6 | 0.032408 | 14055.5634 | 1271.8007 | 310.6057 | 309.2763 | 293.9268 | 309.1527 | 293.9268 | 16.6789 | -3.2683 | -1554.3807 | 1310.6538 | -0.28558 | 16.6193 | 0.061951 | 0.06108 | supercritical | integrated_cp_bulk_transport | 13702.977 | 7345.7006 | 8995.3964 | 4.0503 | 0.054854 | -1558.819 | 1314.3962 | -1.2316e-05 | 0.0017889 | 0.00084625 | -1.3962e-07 | 286.1268 | 1172.5173 | 8.1909 | 86.3265 | 24.9754 | 363.9656 | 0.40562 | 0.0377 | 4.6454 | 93.4605 | 0.21857 | -0.014702 | 0.20387 | 0.079007 | 0.015508 | 1.0158e-06 | 0.015509 | 0.022022 | 0.0003696 | 0.06862 | 0.0078683 | 0.78353 | 7.8867
0.65 | 0.032408 | 13993.9299 | 1271.5 | 310.477 | 309.1796 | 293.9171 | 309.0567 | 293.9171 | 16.5599 | -3.2501 | -1545.7071 | 1303.3402 | -0.28558 | 16.5027 | 0.061966 | 0.061088 | supercritical | integrated_cp_bulk_transport | 13633.3083 | 7586.4769 | 9337.8378 | 4.1707 | 0.055619 | -1549.9476 | 1306.9158 | -1.4385e-05 | 0.0021107 | 0.00092973 | -1.5117e-07 | 287.521 | 1194.6803 | 8.1909 | 86.3241 | 25.794 | 363.9662 | 0.39809 | 0.0377 | 4.6455 | 93.5965 | 0.21694 | -0.014544 | 0.20239 | 0.078405 | 0.015512 | 1.0101e-06 | 0.015513 | 0.022022 | 0.00039896 | 0.070869 | 0.0076297 | 0.75986 | 8.5156
0.7 | 0.032408 | 13931.8398 | 1271.2009 | 310.353 | 309.0868 | 293.9074 | 308.9646 | 293.9074 | 16.4456 | -3.2326 | -1537.4211 | 1296.3535 | -0.28558 | 16.3907 | 0.06198 | 0.061097 | supercritical | integrated_cp_bulk_transport | 13562.9985 | 7837.1672 | 9697.0371 | 4.2963 | 0.0564 | -1541.4712 | 1299.7685 | -1.6516e-05 | 0.0024414 | 0.0010128 | -1.6272e-07 | 288.9429 | 1217.4469 | 8.1909 | 86.3216 | 26.6464 | 363.9667 | 0.39065 | 0.0377 | 4.6457 | 93.7314 | 0.21532 | -0.014389 | 0.20093 | 0.077809 | 0.015515 | 1.0047e-06 | 0.015516 | 0.022022 | 0.0004281 | 0.073211 | 0.0073962 | 0.7367 | 9.1411
0.75 | 0.032408 | 13869.2998 | 1270.9033 | 310.2336 | 308.9979 | 293.8977 | 308.8763 | 293.8977 | 16.3359 | -3.216 | -1529.5084 | 1289.6815 | -0.28558 | 16.2832 | 0.061995 | 0.061106 | supercritical | integrated_cp_bulk_transport | 13492.0478 | 8098.2076 | 10073.8799 | 4.4273 | 0.057197 | -1533.3752 | 1292.9419 | -1.8649e-05 | 0.0027805 | 0.0010954 | -1.7424e-07 | 290.3926 | 1240.8314 | 8.1909 | 86.3192 | 27.5339 | 363.9673 | 0.38329 | 0.0377 | 4.6458 | 93.8651 | 0.21371 | -0.014239 | 0.19947 | 0.07722 | 0.015519 | 9.9943e-07 | 0.01552 | 0.022022 | 0.00045703 | 0.075649 | 0.007168 | 0.71405 | 9.7631
0.8 | 0.032408 | 13806.3162 | 1270.6072 | 310.1187 | 308.9125 | 293.8881 | 308.7916 | 293.8881 | 16.2307 | -3.2001 | -1521.955 | 1283.3124 | -0.28558 | 16.1801 | 0.062011 | 0.061115 | supercritical | integrated_cp_bulk_transport | 13420.4562 | 8370.0497 | 10469.292 | 4.564 | 0.058009 | -1525.6453 | 1286.4241 | -2.0799e-05 | 0.0031273 | 0.0011774 | -1.8573e-07 | 291.8702 | 1264.8479 | 8.1909 | 86.3168 | 28.4582 | 363.9678 | 0.37601 | 0.0377 | 4.6459 | 93.9977 | 0.21213 | -0.014093 | 0.19804 | 0.076637 | 0.015522 | 9.9443e-07 | 0.015523 | 0.022022 | 0.00048575 | 0.078189 | 0.006945 | 0.69191 | 10.382
0.85 | 0.032408 | 13742.8955 | 1270.3124 | 310.0081 | 308.8307 | 293.8785 | 308.7104 | 293.8785 | 16.1296 | -3.185 | -1514.7473 | 1277.235 | -0.28558 | 16.0811 | 0.062026 | 0.061124 | supercritical | integrated_cp_bulk_transport | 13348.2232 | 8653.1609 | 10884.2398 | 4.7067 | 0.058836 | -1518.2679 | 1280.2035 | -2.2955e-05 | 0.0034816 | 0.0012586 | -1.972e-07 | 293.3756 | 1289.51 | 8.1909 | 86.3144 | 29.4208 | 363.9684 | 0.36882 | 0.0377 | 4.646 | 94.1291 | 0.21056 | -0.01395 | 0.19661 | 0.076059 | 0.015526 | 9.8964e-07 | 0.015527 | 0.022022 | 0.00051427 | 0.080833 | 0.0067272 | 0.67028 | 10.9977
0.9 | 0.032408 | 13679.0435 | 1270.0189 | 309.9017 | 308.7523 | 293.869 | 308.6325 | 293.869 | 16.0327 | -3.1705 | -1507.8723 | 1271.4379 | -0.28558 | 15.9862 | 0.062042 | 0.061134 | supercritical | integrated_cp_bulk_transport | 13275.3484 | 8948.0239 | 11319.7312 | 4.8557 | 0.05968 | -1511.2296 | 1274.2688 | -1.0167e-05 | 0.0038564 | 0.0013399 | -2.0862e-07 | 294.9089 | 1314.8307 | 8.1909 | 86.312 | 30.4233 | 363.9689 | 0.36171 | 0.0377 | 4.6462 | 94.2592 | 0.20901 | -0.013811 | 0.1952 | 0.075488 | 0.015529 | 9.8506e-07 | 0.01553 | 0.022022 | 0.00054258 | 0.083588 | 0.0065145 | 0.64916 | 11.6106
0.95 | 0.032408 | 13614.7663 | 1269.7266 | 309.7992 | 308.6771 | 293.8595 | 308.5578 | 293.8595 | 15.9397 | -3.1567 | -1501.3173 | 1265.9107 | -0.28558 | 15.8951 | 0.062059 | 0.061143 | supercritical | integrated_cp_bulk_transport | 13201.8309 | 9255.1365 | 11776.8159 | 5.0111 | 0.060539 | -1504.5175 | 1268.6092 | -1.0968e-05 | 0.004224 | 0.0014193 | -2.1999e-07 | 296.4698 | 1340.8222 | 8.1909 | 86.3096 | 31.4675 | 363.9694 | 0.3547 | 0.0377 | 4.6463 | 94.3879 | 0.20747 | -0.013675 | 0.1938 | 0.074922 | 0.015533 | 9.8067e-07 | 0.015534 | 0.022022 | 0.00057069 | 0.086456 | 0.0063069 | 0.62854 | 12.2207
1 | 0.032408 | 13550.0695 | 1269.4356 | 309.7005 | 308.605 | 293.85 | 308.4863 | 293.85 | 15.8505 | [5 empty] | 0.062075 | 0.061153 | supercritical | integrated_cp_bulk_transport | 13127.6698 | 9575.0119 | 12256.5854 | 5.1734 | 0.061414 | -1498.1192 | 1263.2141 | -1.1747e-05 | 0.0045967 | 0.0014977 | -2.313e-07 | 298.0579 | 1367.4961 | 8.1909 | 86.3072 | 32.5551 | 363.97 | 0.34778 | 0.0377 | 4.6464 | 94.5153 | 0.20595 | -0.013542 | 0.19241 | 0.074361 | 0 | 0 | 0 | 0.022022 | 0.0005986 | 0.089444 | 0.0061045 | 0.60842 | 12.8282

## May27_9
pos | roughness | Re_CO2 | Re_H2O | CO2b | CO2w | H2Ob | H2Ow | H2Ob_at_pos | dT_bulk | Q | q_CO2 | q_H2O | Q_leak | lmtd | CO2_heat_friction_factor | CO2_hydraulic_friction_factor | CO2_phase_bulk | CO2_Pr_branch | CO2_Re_film | CO2_Cp_bulk_J_kgK | CO2_Cp_integrated_J_kgK | CO2_Pr_used | CO2_k_film_W_mK | CO2_node_heat_flux_W_m2 | H2O_node_heat_flux_W_m2 | CO2_correlation_wall_flux_residual_W_m2 | CO2_final_wall_flux_residual_W_m2 | H2O_final_wall_flux_residual_W_m2 | wall_conduction_residual_K | Nu_CO2 | htc_CO2 | Nu_H2O | htc_H2O | CO2_mCp | H2O_mCp | r_CO2 | r_cond | r_H2O | U | CO2_visc | CO2_acc | CO2_tot | Ve_CO2 | H2O_visc | H2O_acc | H2O_tot | Ve_H2O | CO2_dp_cumulative_psi | C | NTU | effectiveness | overall effectiveness
0 | 0.0082306 | 11125.7477 | 1275.0025 | 308.9364 | 308.3442 | 294.0307 | 308.2289 | 294.0307 | 14.9056 | -3.0546 | -1452.7587 | 1224.9661 | -0.28558 | 14.892 | 0.041784 | 0.040778 | supercritical | integrated_cp_film_transport | 10435.4129 | 24380.2681 | 27854.5451 | 10.1169 | 0.085326 | -1454.041 | 1226.0474 | -8.3364e-06 | 0.00075987 | 0.00047959 | -9.3587e-08 | 385.1817 | 2455.2931 | 8.1909 | 86.3526 | 82.8929 | 363.9598 | 0.1937 | 0.0377 | 4.644 | 97.5499 | 0 | 0 | 0 | 0.057934 | 0.015469 | 9.5959e-07 | 0.01547 | 0.022022 | 0 | 0.22775 | 0.0024744 | 0.24707 | 0
0.05 | 0.0082306 | 11048.1666 | 1274.7196 | 308.9 | 308.3101 | 294.0216 | 308.1951 | 294.0216 | 14.8784 | -3.0493 | -1450.2045 | 1222.8124 | -0.28558 | 14.8653 | 0.041831 | 0.04081 | supercritical | integrated_cp_film_transport | 10346.1057 | 24994.501 | 28114.0626 | 10.2539 | 0.085704 | -1451.477 | 1223.8854 | -8.5455e-06 | 0.00085125 | 0.00048759 | -9.4392e-08 | 384.3324 | 2460.7378 | 8.1909 | 86.3503 | 84.9813 | 363.9603 | 0.19327 | 0.0377 | 4.6441 | 97.556 | 0.10624 | -0.010506 | 0.095735 | 0.057499 | 0.015473 | 9.5762e-07 | 0.015474 | 0.022022 | 1.3885e-05 | 0.23349 | 0.0024138 | 0.24102 | 0.85192
0.1 | 0.0082306 | 10970.4535 | 1274.4372 | 308.8645 | 308.2763 | 294.0124 | 308.1614 | 294.0124 | 14.8521 | -3.0439 | -1447.6675 | 1220.6733 | -0.28558 | 14.8394 | 0.041879 | 0.040842 | supercritical | integrated_cp_film_transport | 10257.4451 | 25585.9653 | 28325.6239 | 10.3825 | 0.086017 | -1448.9327 | 1221.74 | -8.398e-06 | 0.00092698 | 0.00049014 | -9.4189e-08 | 383.323 | 2463.224 | 8.1909 | 86.348 | 86.9923 | 363.9608 | 0.19308 | 0.0377 | 4.6442 | 97.5574 | 0.10553 | -0.010416 | 0.095111 | 0.057068 | 0.015476 | 9.5566e-07 | 0.015477 | 0.022022 | 2.768e-05 | 0.23902 | 0.002358 | 0.23546 | 1.7023
0.15 | 0.0082306 | 10892.6246 | 1274.1552 | 308.8299 | 308.2426 | 294.0033 | 308.128 | 294.0033 | 14.8266 | -3.0386 | -1445.1433 | 1218.5448 | -0.28558 | 14.8143 | 0.041926 | 0.040874 | supercritical | integrated_cp_film_transport | 10169.5554 | 26148.6948 | 28488.6804 | 10.5019 | 0.086268 | -1446.4032 | 1219.6071 | -7.9419e-06 | 0.00098714 | 0.00048749 | -9.3035e-08 | 382.1483 | 2462.8366 | 8.1909 | 86.3457 | 88.9056 | 363.9614 | 0.19311 | 0.0377 | 4.6444 | 97.5543 | 0.10482 | -0.010326 | 0.094493 | 0.056641 | 0.015479 | 9.5372e-07 | 0.01548 | 0.022022 | 4.1385e-05 | 0.24427 | 0.0023072 | 0.23039 | 2.5513
0.2 | 0.0082306 | 10814.697 | 1273.8738 | 308.7961 | 308.2091 | 293.9941 | 308.0946 | 293.9941 | 14.8019 | -3.0333 | -1442.6281 | 1216.424 | -0.28558 | 14.7899 | 0.041974 | 0.040908 | supercritical | integrated_cp_film_transport | 10082.5405 | 26676.6943 | 28602.9402 | 10.611 | 0.086463 | -1443.8842 | 1217.4832 | -7.1947e-06 | 0.0010321 | 0.00047999 | -9.0994e-08 | 380.8008 | 2459.7072 | 8.1909 | 86.3434 | 90.7008 | 363.9619 | 0.19335 | 0.0377 | 4.6445 | 97.5469 | 0.10412 | -0.010236 | 0.093882 | 0.056217 | 0.015483 | 9.5178e-07 | 0.015484 | 0.022022 | 5.5001e-05 | 0.2492 | 0.0022613 | 0.22582 | 3.3987
0.25 | 0.0082306 | 10736.6884 | 1273.5928 | 308.7629 | 308.1756 | 293.985 | 308.0613 | 293.985 | 14.7779 | -3.0281 | -1440.1236 | 1214.3122 | -0.28558 | 14.7662 | 0.042022 | 0.040941 | supercritical | integrated_cp_film_transport | 9996.4821 | 27164.1419 | 28668.3969 | 10.7084 | 0.086612 | -1441.3727 | 1215.3654 | -6.2711e-06 | 0.0010625 | 0.0004681 | -8.8157e-08 | 379.2694 | 2454.0309 | 8.1909 | 86.3412 | 92.3581 | 363.9624 | 0.1938 | 0.0377 | 4.6446 | 97.5355 | 0.10342 | -0.010146 | 0.093278 | 0.055797 | 0.015486 | 9.4984e-07 | 0.015487 | 0.022022 | 6.853e-05 | 0.25376 | 0.0022205 | 0.22174 | 4.2447
0.3 | 0.0082306 | 10658.6164 | 1273.3123 | 308.7304 | 308.1423 | 293.9759 | 308.0282 | 293.9759 | 14.7545 | -3.0228 | -1437.6426 | 1212.2202 | -0.28558 | 14.7431 | 0.042071 | 0.040975 | supercritical | integrated_cp_film_transport | 9911.527 | 27605.6117 | 28685.5482 | 10.7898 | 0.086747 | -1438.8753 | 1213.2597 | -6.2441e-06 | 0.0010835 | 0.00045432 | -8.5004e-08 | 377.5069 | 2446.4415 | 8.1909 | 86.3389 | 93.8591 | 363.9629 | 0.1944 | 0.0377 | 4.6447 | 97.521 | 0.10274 | -0.010056 | 0.09268 | 0.055381 | 0.01549 | 9.4793e-07 | 0.015491 | 0.022022 | 8.1972e-05 | 0.25788 | 0.0021847 | 0.21817 | 5.0892
0.35 | 0.0082306 | 10580.4986 | 1273.0323 | 308.6984 | 308.1093 | 293.9668 | 307.9954 | 293.9668 | 14.7316 | -3.0177 | -1435.1767 | 1210.141 | -0.28558 | 14.7204 | 0.042119 | 0.041009 | supercritical | integrated_cp_film_transport | 9827.7076 | 27996.3015 | 28655.7957 | 10.848 | 0.086927 | -1436.4106 | 1211.1814 | -5.346e-06 | 0.0010948 | 0.00043785 | -8.1374e-08 | 375.4331 | 2438.0632 | 8.1909 | 86.3366 | 95.1874 | 363.9634 | 0.19507 | 0.0377 | 4.6448 | 97.5052 | 0.10206 | -0.0099661 | 0.09209 | 0.054969 | 0.015493 | 9.4602e-07 | 0.015494 | 0.022022 | 9.5329e-05 | 0.26153 | 0.0021538 | 0.21509 | 5.9323
0.4 | 0.0082306 | 10502.3528 | 1272.7527 | 308.6669 | 308.0763 | 293.9577 | 307.9626 | 293.9577 | 14.7092 | -3.0114 | -1432.2032 | 1207.6337 | -0.28558 | 14.6982 | 0.042168 | 0.041044 | supercritical | integrated_cp_film_transport | 9744.4749 | 28332.2444 | 28579.7108 | 10.8918 | 0.087085 | -1433.9437 | 1209.1013 | -4.0889e-06 | 0.0010936 | 0.00041766 | -7.7075e-08 | 373.1684 | 2427.7534 | 8.1909 | 86.3343 | 96.3296 | 363.9639 | 0.1959 | 0.0377 | 4.645 | 97.4862 | 0.10138 | -0.0098762 | 0.091506 | 0.05456 | 0.015496 | 9.4382e-07 | 0.015497 | 0.022022 | 0.0001086 | 0.26467 | 0.0021279 | 0.2125 | 6.7739
0.45 | 0.0082306 | 10424.226 | 1272.4737 | 308.6358 | 308.0333 | 293.9487 | 307.9199 | 293.9487 | 14.6872 | -3.0053 | -1429.311 | 1205.195 | -0.28558 | 14.6763 | 0.042224 | 0.04108 | supercritical | bulk_cp | 9649.0776 | 28610.4164 | 28417.3014 | 10.3964 | 0.087229 | -1430.4642 | 1206.1674 | -3.3009e-06 | 0.00092784 | 0.00033322 | -6.0653e-08 | 364.3414 | 2374.2464 | 8.1909 | 86.332 | 97.2754 | 363.9644 | 0.20031 | 0.0377 | 4.6451 | 97.3956 | 0.10071 | -0.0097826 | 0.090932 | 0.054155 | 0.0155 | 9.4166e-07 | 0.015501 | 0.022022 | 0.00012179 | 0.26727 | 0.0021052 | 0.21024 | 7.6137
0.5 | 0.0082306 | 10346.1328 | 1272.1952 | 308.6051 | 308.002 | 293.9396 | 307.8888 | 293.9396 | 14.6654 | -3.0004 | -1426.988 | 1203.2363 | -0.28558 | 14.6547 | 0.042273 | 0.041115 | supercritical | bulk_cp | 9569.3048 | 28829.1601 | 28254.5056 | 10.5147 | 0.087315 | -1428.1585 | 1204.2232 | -2.6958e-06 | 0.00092788 | 0.00031951 | -5.7735e-08 | 363.0308 | 2368.041 | 8.1909 | 86.3297 | 98.0191 | 363.9649 | 0.20084 | 0.0377 | 4.6452 | 97.3827 | 0.10005 | -0.0096896 | 0.090365 | 0.053754 | 0.015503 | 9.3985e-07 | 0.015504 | 0.022022 | 0.0001349 | 0.26931 | 0.002089 | 0.20862 | 8.4519
0.55 | 0.0082306 | 10268.0614 | 1271.9171 | 308.5745 | 307.9703 | 293.9306 | 307.8572 | 293.9306 | 14.6439 | -2.9955 | -1424.6269 | 1201.2454 | -0.28558 | 14.6333 | 0.042321 | 0.041152 | supercritical | bulk_cp | 9489.8542 | 28988.1938 | 28051.4262 | 10.6186 | 0.087367 | -1425.8182 | 1202.2499 | -1.9916e-06 | 0.00091576 | 0.00030164 | -5.4051e-08 | 361.5121 | 2359.5272 | 8.1909 | 86.3275 | 98.5599 | 363.9654 | 0.20156 | 0.0377 | 4.6453 | 97.3658 | 0.099401 | -0.0096002 | 0.089801 | 0.053356 | 0.015506 | 9.3801e-07 | 0.015507 | 0.022022 | 0.00014792 | 0.27079 | 0.0020772 | 0.20744 | 9.2887
0.6 | 0.0082306 | 10190.0328 | 1271.6395 | 308.5442 | 307.9382 | 293.9216 | 307.8253 | 293.9216 | 14.6226 | -2.9904 | -1422.2212 | 1199.2169 | -0.28558 | 14.612 | 0.04237 | 0.041188 | supercritical | bulk_cp | 9410.7151 | 29088.5945 | 27809.4867 | 10.7081 | 0.087382 | -1423.4363 | 1200.2415 | -1.2122e-06 | 0.00089121 | 0.0002796 | -4.9605e-08 | 359.7939 | 2348.7117 | 8.1909 | 86.3252 | 98.9012 | 363.9659 | 0.20249 | 0.0377 | 4.6455 | 97.3449 | 0.098755 | -0.0095105 | 0.089244 | 0.052963 | 0.01551 | 9.3615e-07 | 0.015511 | 0.022022 | 0.00016086 | 0.27173 | 0.0020695 | 0.20668 | 10.1241
0.65 | 0.0082306 | 10112.0684 | 1271.3624 | 308.514 | 307.9056 | 293.9126 | 307.793 | 293.9126 | 14.6014 | -2.9853 | -1419.7655 | 1197.1463 | -0.28558 | 14.5908 | 0.04242 | 0.041226 | supercritical | bulk_cp | 9331.9081 | 29133.1636 | 27530.2797 | 10.7837 | 0.087358 | -1421.0068 | 1198.1929 | -3.9241e-07 | 0.00085411 | 0.00025348 | -4.4418e-08 | 357.8894 | 2335.6384 | 8.1909 | 86.3229 | 99.0528 | 363.9664 | 0.20362 | 0.0377 | 4.6456 | 97.3199 | 0.098115 | -0.0094203 | 0.088695 | 0.052573 | 0.015513 | 9.3427e-07 | 0.015514 | 0.022022 | 0.00017373 | 0.27215 | 0.0020659 | 0.20631 | 10.9581
0.7 | 0.0082306 | 10034.1899 | 1271.0857 | 308.4839 | 307.8725 | 293.9036 | 307.7601 | 293.9036 | 14.5802 | -2.98 | -1417.2574 | 1195.0315 | -0.28558 | 14.5697 | 0.04247 | 0.041263 | supercritical | bulk_cp | 9253.4927 | 29127.0312 | 27215.5733 | 10.8464 | 0.087293 | -1418.5251 | 1196.1004 | 4.2696e-07 | 0.00080456 | 0.00022345 | -3.853e-08 | 355.8182 | 2320.4054 | 8.1909 | 86.3207 | 99.0319 | 363.9669 | 0.20496 | 0.0377 | 4.6457 | 97.2909 | 0.097482 | -0.0093296 | 0.088152 | 0.052187 | 0.015517 | 9.3235e-07 | 0.015517 | 0.022022 | 0.00018651 | 0.27209 | 0.0020657 | 0.2063 | 11.7907
0.75 | 0.0082306 | 9956.4175 | 1270.8095 | 308.4537 | 307.839 | 293.8946 | 307.7267 | 293.8946 | 14.5591 | -2.9746 | -1414.7163 | 1192.8888 | -0.28558 | 14.5485 | 0.042521 | 0.041301 | supercritical | bulk_cp | 9175.5944 | 29080.8565 | 26867.4046 | 10.8988 | 0.087187 | -1415.9906 | 1193.9633 | 1.1928e-06 | 0.00074352 | 0.00019005 | -3.2049e-08 | 353.6159 | 2303.2373 | 8.1909 | 86.3184 | 98.8749 | 363.9675 | 0.20649 | 0.0377 | 4.6458 | 97.2581 | 0.096856 | -0.0092387 | 0.087617 | 0.051804 | 0.01552 | 9.3042e-07 | 0.015521 | 0.022022 | 0.00019922 | 0.27166 | 0.0020683 | 0.20655 | 12.6218
0.8 | 0.0082306 | 9878.7669 | 1270.5337 | 308.4236 | 307.8053 | 293.8857 | 307.6932 | 293.8857 | 14.538 | -2.9693 | -1412.1587 | 1190.7322 | -0.28558 | 14.5274 | 0.042571 | 0.04134 | supercritical | bulk_cp | 9098.8578 | 29071.1639 | 26489.7558 | 10.962 | 0.08704 | -1413.4429 | 1191.815 | 1.8472e-06 | 0.00068057 | 0.00015762 | -2.5803e-08 | 351.5241 | 2285.7523 | 8.1909 | 86.3162 | 98.842 | 363.968 | 0.20807 | 0.0377 | 4.6459 | 97.2242 | 0.096236 | -0.0091479 | 0.087088 | 0.051426 | 0.015523 | 9.2847e-07 | 0.015524 | 0.022022 | 0.00021185 | 0.27157 | 0.0020682 | 0.20655 | 13.4514
0.85 | 0.0082306 | 9801.2428 | 1270.2584 | 308.3936 | 307.7714 | 293.8767 | 307.6596 | 293.8767 | 14.5169 | -2.9638 | -1409.5685 | 1188.5481 | -0.28558 | 14.5063 | 0.042622 | 0.041379 | supercritical | bulk_cp | 9023.4282 | 29076.1491 | 26081.2585 | 11.0301 | 0.086854 | -1410.8754 | 1189.6502 | 2.3547e-06 | 0.00060599 | 0.00012193 | -1.8999e-08 | 349.4721 | 2267.5489 | 8.1909 | 86.3139 | 98.8589 | 363.9685 | 0.20974 | 0.0377 | 4.6461 | 97.1887 | 0.095623 | -0.0090586 | 0.086565 | 0.051051 | 0.015527 | 9.2651e-07 | 0.015527 | 0.022022 | 0.00022441 | 0.27161 | 0.0020671 | 0.20644 | 14.2795
0.9 | 0.0082306 | 9723.8626 | 1269.9837 | 308.3636 | 307.7371 | 293.8678 | 307.6255 | 293.8678 | 14.4958 | -2.9583 | -1406.9295 | 1186.3229 | -0.28558 | 14.4853 | 0.042672 | 0.041418 | supercritical | bulk_cp | 8949.1423 | 29050.3589 | 25642.0535 | 11.0902 | 0.08663 | -1408.2624 | 1187.4469 | 2.6559e-06 | 0.00052002 | 8.3062e-05 | -1.1653e-08 | 347.3174 | 2247.7672 | 8.1909 | 86.3117 | 98.7712 | 363.969 | 0.21158 | 0.0377 | 4.6462 | 97.1496 | 0.095017 | -0.0089691 | 0.086048 | 0.05068 | 0.01553 | 9.2453e-07 | 0.015531 | 0.022022 | 0.00023689 | 0.27137 | 0.0020681 | 0.20654 | 15.1061
0.95 | 0.0082306 | 9646.6458 | 1269.7094 | 308.3336 | 307.7023 | 293.8589 | 307.5909 | 293.8589 | 14.4747 | -2.9526 | -1404.2361 | 1184.0519 | -0.28558 | 14.4642 | 0.042723 | 0.041458 | supercritical | bulk_cp | 8876.045 | 28987.2322 | 25174.6487 | 11.1403 | 0.086372 | -1405.5975 | 1185.1998 | 5.2933e-06 | 0.00042501 | 4.1067e-05 | -3.7626e-09 | 345.0406 | 2226.3814 | 8.1909 | 86.3094 | 98.5566 | 363.9695 | 0.21362 | 0.0377 | 4.6463 | 97.1069 | 0.094417 | -0.0088795 | 0.085538 | 0.050312 | 0.015533 | 9.2251e-07 | 0.015534 | 0.022022 | 0.00024929 | 0.27078 | 0.0020717 | 0.2069 | 15.9312
1 | 0.0082306 | 9569.6133 | 1269.4356 | 308.3036 | 307.667 | 293.85 | 307.5558 | 293.85 | 14.4536 | [5 empty] | 0.042773 | 0.041499 | supercritical | bulk_cp | 8804.1787 | 28882.6195 | 24681.962 | 11.1789 | 0.086083 | -1402.8757 | 1182.9048 | 4.8248e-06 | 0.0003155 | -4.2452e-06 | 4.6609e-09 | 342.6301 | 2203.4363 | 8.1909 | 86.3072 | 98.2009 | 363.97 | 0.21584 | 0.0377 | 4.6464 | 97.0604 | 0.093825 | -0.0087895 | 0.085035 | 0.049948 | 0 | 0 | 0 | 0.022022 | 0.00026163 | 0.2698 | 0.0020782 | 0.20755 | 16.7546

## May19_4
pos | roughness | Re_CO2 | Re_H2O | CO2b | CO2w | H2Ob | H2Ow | H2Ob_at_pos | dT_bulk | Q | q_CO2 | q_H2O | Q_leak | lmtd | CO2_heat_friction_factor | CO2_hydraulic_friction_factor | CO2_phase_bulk | CO2_Pr_branch | CO2_Re_film | CO2_Cp_bulk_J_kgK | CO2_Cp_integrated_J_kgK | CO2_Pr_used | CO2_k_film_W_mK | CO2_node_heat_flux_W_m2 | H2O_node_heat_flux_W_m2 | CO2_correlation_wall_flux_residual_W_m2 | CO2_final_wall_flux_residual_W_m2 | H2O_final_wall_flux_residual_W_m2 | wall_conduction_residual_K | Nu_CO2 | htc_CO2 | Nu_H2O | htc_H2O | CO2_mCp | H2O_mCp | r_CO2 | r_cond | r_H2O | U | CO2_visc | CO2_acc | CO2_tot | Ve_CO2 | H2O_visc | H2O_acc | H2O_tot | Ve_H2O | CO2_dp_cumulative_psi | C | NTU | effectiveness | overall effectiveness
0 | 0.010943 | 16493.0166 | 1274.9727 | 309.1507 | 308.254 | 294.0298 | 308.1395 | 294.0298 | 15.1209 | -3.035 | -1443.4122 | 1217.0851 | -0.28558 | 15.0973 | 0.042869 | 0.042266 | supercritical | integrated_cp_bulk_transport | 15881.4152 | 12359.1588 | 16358.1345 | 6.519 | 0.068133 | -1444.981 | 1218.408 | -9.5672e-06 | -5.422e-06 | 8.2061e-05 | -1.7155e-08 | 316.619 | 1611.5755 | 8.1909 | 86.3524 | 53.1444 | 363.9599 | 0.29511 | 0.0377 | 4.644 | 95.5619 | 0 | 0 | 0 | 0.088852 | 0.01547 | 9.539e-07 | 0.015471 | 0.022022 | 0 | 0.14602 | 0.0037809 | 0.37727 | 0
0.05 | 0.010943 | 16425.694 | 1274.6915 | 309.0943 | 308.2144 | 294.0207 | 308.1001 | 294.0207 | 15.0737 | -3.0285 | -1440.3384 | 1214.4933 | -0.28558 | 15.0509 | 0.042886 | 0.042278 | supercritical | integrated_cp_bulk_transport | 15803.6004 | 12706.0794 | 16894.0544 | 6.6919 | 0.068905 | -1441.8435 | 1215.7624 | -1.7213e-05 | 3.1181e-05 | 9.5114e-05 | -1.9327e-08 | 318.3193 | 1638.5775 | 8.1909 | 86.3501 | 54.6361 | 363.9604 | 0.29025 | 0.0377 | 4.6441 | 95.653 | 0.21372 | -0.015687 | 0.19803 | 0.088338 | 0.015473 | 9.5162e-07 | 0.015474 | 0.022022 | 2.8722e-05 | 0.15012 | 0.0036811 | 0.36734 | 0.5582
0.1 | 0.010943 | 16358.0785 | 1274.4108 | 309.0397 | 308.176 | 294.0116 | 308.062 | 294.0116 | 15.0281 | -3.0223 | -1437.3898 | 1212.007 | -0.28558 | 15.0061 | 0.042904 | 0.04229 | supercritical | integrated_cp_bulk_transport | 15725.2809 | 13063.9035 | 17448.9739 | 6.8701 | 0.069685 | -1438.8334 | 1213.2243 | -3.1603e-05 | 6.2246e-05 | 0.00010774 | -2.1486e-08 | 320.0264 | 1666.0248 | 8.1909 | 86.3478 | 56.1748 | 363.9609 | 0.28547 | 0.0377 | 4.6442 | 95.7427 | 0.21255 | -0.015583 | 0.19696 | 0.087828 | 0.015476 | 9.4942e-07 | 0.015477 | 0.022022 | 5.7289e-05 | 0.15434 | 0.0035837 | 0.35763 | 1.1152
0.15 | 0.010943 | 16290.173 | 1274.1307 | 308.9866 | 308.1389 | 294.0025 | 308.0251 | 294.0025 | 14.9842 | -3.0164 | -1434.5618 | 1209.6225 | -0.28558 | 14.9629 | 0.042922 | 0.042302 | supercritical | integrated_cp_bulk_transport | 15646.4514 | 13432.9285 | 18023.1957 | 7.0538 | 0.070474 | -1435.9462 | 1210.7899 | -1.6799e-05 | 0.00012311 | 0.00012155 | -2.359e-08 | 321.7378 | 1693.9064 | 8.1909 | 86.3455 | 57.7616 | 363.9614 | 0.28077 | 0.0377 | 4.6444 | 95.831 | 0.21138 | -0.01548 | 0.1959 | 0.087322 | 0.01548 | 9.473e-07 | 0.015481 | 0.022022 | 8.5702e-05 | 0.1587 | 0.0034884 | 0.34814 | 1.6711
0.2 | 0.010943 | 16221.9805 | 1273.8512 | 308.9351 | 308.1029 | 293.9934 | 307.9893 | 293.9934 | 14.9417 | -3.0107 | -1431.8498 | 1207.3358 | -0.28558 | 14.9213 | 0.04294 | 0.042314 | supercritical | integrated_cp_bulk_transport | 15567.105 | 13813.4547 | 18616.9096 | 7.2429 | 0.071272 | -1433.1774 | 1208.4552 | -2.179e-05 | 0.00016517 | 0.00013423 | -2.5677e-08 | 323.4505 | 1722.2068 | 8.1909 | 86.3433 | 59.3979 | 363.9619 | 0.27615 | 0.0377 | 4.6445 | 95.9178 | 0.21022 | -0.015379 | 0.19484 | 0.086818 | 0.015483 | 9.4525e-07 | 0.015484 | 0.022022 | 0.00011396 | 0.1632 | 0.0033954 | 0.33887 | 2.2259
0.25 | 0.010943 | 16153.5041 | 1273.5721 | 308.8851 | 308.0681 | 293.9843 | 307.9547 | 293.9843 | 14.9008 | -3.0052 | -1429.2493 | 1205.143 | -0.28558 | 14.8811 | 0.042959 | 0.042327 | supercritical | integrated_cp_bulk_transport | 15487.2333 | 14205.785 | 19230.1572 | 7.4373 | 0.072079 | -1430.5223 | 1206.2164 | -2.686e-05 | 0.00020787 | 0.00014668 | -2.773e-08 | 325.1608 | 1750.9057 | 8.1909 | 86.341 | 61.0849 | 363.9624 | 0.27163 | 0.0377 | 4.6446 | 96.0031 | 0.20907 | -0.015279 | 0.19379 | 0.086318 | 0.015487 | 9.4326e-07 | 0.015487 | 0.022022 | 0.00014207 | 0.16783 | 0.0033046 | 0.32982 | 2.7796
0.3 | 0.010943 | 16084.7465 | 1273.2935 | 308.8366 | 308.0344 | 293.9753 | 307.9212 | 293.9753 | 14.8613 | -2.9999 | -1426.7556 | 1203.0404 | -0.28558 | 14.8423 | 0.042978 | 0.04234 | supercritical | integrated_cp_bulk_transport | 15406.8257 | 14610.2239 | 19862.7935 | 7.6369 | 0.072894 | -1427.9764 | 1204.0697 | -3.1982e-05 | 0.00025112 | 0.0001589 | -2.9748e-08 | 326.8643 | 1779.9762 | 8.1909 | 86.3387 | 62.824 | 363.9629 | 0.26719 | 0.0377 | 4.6447 | 96.0867 | 0.20793 | -0.015181 | 0.19275 | 0.085822 | 0.01549 | 9.4134e-07 | 0.015491 | 0.022022 | 0.00017003 | 0.17261 | 0.0032159 | 0.32098 | 3.3323
0.35 | 0.010943 | 16015.7108 | 1273.0154 | 308.7895 | 308.0017 | 293.9663 | 307.8887 | 293.9663 | 14.8233 | -2.9949 | -1424.364 | 1201.0238 | -0.28558 | 14.8049 | 0.042997 | 0.042352 | supercritical | integrated_cp_bulk_transport | 15325.8697 | 15027.0773 | 20514.4429 | 7.8415 | 0.073717 | -1425.5349 | 1202.011 | -3.8227e-05 | 0.00024539 | 0.00016857 | -3.195e-08 | 328.5557 | 1809.3843 | 8.1909 | 86.3364 | 64.6164 | 363.9634 | 0.26285 | 0.0377 | 4.6449 | 96.1687 | 0.2068 | -0.015085 | 0.19171 | 0.085328 | 0.015493 | 9.3949e-07 | 0.015494 | 0.022022 | 0.00019783 | 0.17754 | 0.0031294 | 0.31236 | 3.8841
0.4 | 0.010943 | 15946.4 | 1272.7378 | 308.7438 | 307.97 | 293.9573 | 307.8572 | 293.9573 | 14.7866 | -2.9901 | -1422.0697 | 1199.0892 | -0.28558 | 14.7689 | 0.043017 | 0.042365 | supercritical | integrated_cp_bulk_transport | 15244.3501 | 15456.6497 | 21184.4506 | 8.0508 | 0.074547 | -1423.1931 | 1200.0365 | -4.3535e-05 | 0.00033759 | 0.00018245 | -3.365e-08 | 330.2284 | 1839.087 | 8.1909 | 86.3342 | 66.4636 | 363.9639 | 0.2586 | 0.0377 | 4.645 | 96.249 | 0.20567 | -0.01499 | 0.19068 | 0.084837 | 0.015497 | 9.377e-07 | 0.015498 | 0.022022 | 0.00022549 | 0.18261 | 0.0030449 | 0.30395 | 4.4349
0.45 | 0.010943 | 15876.8171 | 1272.4606 | 308.6995 | 307.9392 | 293.9483 | 307.8266 | 293.9483 | 14.7512 | -2.9855 | -1419.8678 | 1197.2325 | -0.28558 | 14.7342 | 0.043037 | 0.042379 | supercritical | integrated_cp_bulk_transport | 15162.2488 | 15899.2451 | 21871.8391 | 8.2643 | 0.075385 | -1420.9462 | 1198.1419 | -4.8824e-05 | 0.00038136 | 0.00019368 | -3.551e-08 | 331.8752 | 1869.0319 | 8.1909 | 86.3319 | 68.3668 | 363.9644 | 0.25446 | 0.0377 | 4.6451 | 96.3274 | 0.20455 | -0.014896 | 0.18966 | 0.08435 | 0.0155 | 9.3596e-07 | 0.015501 | 0.022022 | 0.00025299 | 0.18784 | 0.0029626 | 0.29574 | 4.9848
0.5 | 0.010943 | 15806.9652 | 1272.1838 | 308.6564 | 307.9094 | 293.9393 | 307.7969 | 293.9393 | 14.7171 | -2.981 | -1417.7532 | 1195.4495 | -0.28558 | 14.7007 | 0.043057 | 0.042392 | supercritical | integrated_cp_bulk_transport | 15079.5449 | 16355.1626 | 22575.2579 | 8.4817 | 0.07623 | -1418.7892 | 1196.3231 | -1.9944e-05 | 0.00045887 | 0.00020593 | -3.7281e-08 | 333.4873 | 1899.1551 | 8.1909 | 86.3297 | 70.3272 | 363.9649 | 0.25042 | 0.0377 | 4.6452 | 96.4038 | 0.20344 | -0.014803 | 0.18864 | 0.083865 | 0.015503 | 9.3428e-07 | 0.015504 | 0.022022 | 0.00028035 | 0.19323 | 0.0028823 | 0.28773 | 5.5339
0.55 | 0.010943 | 15736.8474 | 1271.9073 | 308.6146 | 307.8803 | 293.9303 | 307.768 | 293.9303 | 14.6843 | -2.9767 | -1415.7209 | 1193.7359 | -0.28558 | 14.6685 | 0.043077 | 0.042405 | supercritical | integrated_cp_bulk_transport | 14996.2146 | 16824.6946 | 23292.9466 | 8.702 | 0.077081 | -1416.7171 | 1194.5759 | -2.1854e-05 | 0.00050543 | 0.00021639 | -3.8993e-08 | 335.055 | 1929.3807 | 8.1909 | 86.3274 | 72.3462 | 363.9654 | 0.2465 | 0.0377 | 4.6453 | 96.4782 | 0.20234 | -0.014712 | 0.18762 | 0.083384 | 0.015507 | 9.3265e-07 | 0.015508 | 0.022022 | 0.00030757 | 0.19877 | 0.002804 | 0.27993 | 6.0822
0.6 | 0.010943 | 15666.4669 | 1271.6313 | 308.5741 | 307.8521 | 293.9213 | 307.74 | 293.9213 | 14.6527 | -2.9726 | -1413.7657 | 1192.0872 | -0.28558 | 14.6375 | 0.043098 | 0.042419 | supercritical | integrated_cp_bulk_transport | 14912.231 | 17308.1231 | 24022.7032 | 8.9247 | 0.077937 | -1414.7247 | 1192.8958 | -2.3743e-05 | 0.00055139 | 0.00022631 | -4.0618e-08 | 336.5677 | 1959.6195 | 8.1909 | 86.3251 | 74.4249 | 363.966 | 0.2427 | 0.0377 | 4.6455 | 96.5503 | 0.20124 | -0.014622 | 0.18662 | 0.082905 | 0.01551 | 9.3106e-07 | 0.015511 | 0.022022 | 0.00033463 | 0.20448 | 0.0027277 | 0.27232 | 6.6297
0.65 | 0.010943 | 15595.8271 | 1271.3557 | 308.5347 | 307.8246 | 293.9124 | 307.7126 | 293.9124 | 14.6223 | -2.9687 | -1411.8823 | 1190.4991 | -0.28558 | 14.6076 | 0.04312 | 0.042433 | supercritical | integrated_cp_bulk_transport | 14827.5648 | 17805.715 | 24761.8699 | 9.1486 | 0.078798 | -1412.8067 | 1191.2786 | -2.5601e-05 | 0.00059649 | 0.00023563 | -4.2143e-08 | 338.0135 | 1989.7686 | 8.1909 | 86.3229 | 76.5646 | 363.9665 | 0.23902 | 0.0377 | 4.6456 | 96.62 | 0.20015 | -0.014533 | 0.18562 | 0.08243 | 0.015513 | 9.2952e-07 | 0.015514 | 0.022022 | 0.00036155 | 0.21036 | 0.0026534 | 0.26492 | 7.1764
0.7 | 0.010943 | 15524.9312 | 1271.0804 | 308.4964 | 307.7978 | 293.9034 | 307.686 | 293.9034 | 14.593 | -2.9649 | -1410.0654 | 1188.9671 | -0.28558 | 14.5789 | 0.043142 | 0.042447 | supercritical | integrated_cp_bulk_transport | 14742.1849 | 18317.7159 | 25507.3357 | 9.3727 | 0.079661 | -1410.9579 | 1189.7197 | -2.7416e-05 | 0.00064046 | 0.0002443 | -4.3558e-08 | 339.3801 | 2019.7108 | 8.1909 | 86.3206 | 78.7662 | 363.967 | 0.23548 | 0.0377 | 4.6457 | 96.6873 | 0.19907 | -0.014445 | 0.18462 | 0.081957 | 0.015517 | 9.2803e-07 | 0.015518 | 0.022022 | 0.00038833 | 0.21641 | 0.002581 | 0.2577 | 7.7224
0.75 | 0.010943 | 15453.783 | 1270.8054 | 308.4593 | 307.7717 | 293.8945 | 307.66 | 293.8945 | 14.5648 | -2.9612 | -1408.3095 | 1187.4866 | -0.28558 | 14.5513 | 0.043164 | 0.042461 | supercritical | integrated_cp_bulk_transport | 14656.0585 | 18844.343 | 26255.5616 | 9.5957 | 0.080526 | -1409.1728 | 1188.2145 | -2.9173e-05 | 0.00068307 | 0.00025227 | -4.4853e-08 | 340.6545 | 2049.3144 | 8.1909 | 86.3184 | 81.0307 | 363.9675 | 0.23207 | 0.0377 | 4.6458 | 96.7518 | 0.19799 | -0.014358 | 0.18363 | 0.081487 | 0.01552 | 9.2657e-07 | 0.015521 | 0.022022 | 0.00041496 | 0.22263 | 0.0025106 | 0.25067 | 8.2677
0.8 | 0.010943 | 15382.3859 | 1270.5308 | 308.4233 | 307.7461 | 293.8856 | 307.6346 | 293.8856 | 14.5377 | -2.9576 | -1406.6094 | 1186.053 | -0.28558 | 14.5247 | 0.043186 | 0.042475 | supercritical | integrated_cp_bulk_transport | 14569.1529 | 19385.7763 | 27002.6281 | 9.8163 | 0.081391 | -1407.4462 | 1186.7586 | -3.0851e-05 | 0.00072406 | 0.00025947 | -4.6017e-08 | 341.8236 | 2078.4342 | 8.1909 | 86.3161 | 83.3588 | 363.968 | 0.22882 | 0.0377 | 4.6459 | 96.8135 | 0.19692 | -0.014272 | 0.18265 | 0.08102 | 0.015523 | 9.2514e-07 | 0.015524 | 0.022022 | 0.00044145 | 0.22903 | 0.002442 | 0.24384 | 8.8124
0.85 | 0.010943 | 15310.744 | 1270.2566 | 308.3883 | 307.7211 | 293.8767 | 307.6097 | 293.8767 | 14.5116 | -2.9541 | -1404.9595 | 1184.6618 | -0.28558 | 14.4991 | 0.043209 | 0.04249 | supercritical | integrated_cp_bulk_transport | 14481.4364 | 19942.1472 | 27744.3049 | 10.0332 | 0.082254 | -1405.7725 | 1185.3474 | -3.2424e-05 | 0.00076317 | 0.00026587 | -4.704e-08 | 342.8746 | 2106.9115 | 8.1909 | 86.3139 | 85.7512 | 363.9685 | 0.22573 | 0.0377 | 4.6461 | 96.8721 | 0.19586 | -0.014187 | 0.18167 | 0.080556 | 0.015527 | 9.2375e-07 | 0.015527 | 0.022022 | 0.0004678 | 0.2356 | 0.0023753 | 0.23718 | 9.3563
0.9 | 0.010943 | 15238.8614 | 1269.9826 | 308.3543 | 307.6965 | 293.8678 | 307.5852 | 293.8678 | 14.4866 | -2.9507 | -1403.3545 | 1183.3085 | -0.28558 | 14.4745 | 0.043233 | 0.042504 | supercritical | integrated_cp_bulk_transport | 14392.88 | 20513.5236 | 28476.1371 | 10.2448 | 0.083111 | -1404.1465 | 1183.9763 | -3.385e-05 | 0.00079963 | 0.00027117 | -4.787e-08 | 343.7951 | 2134.5755 | 8.1909 | 86.3117 | 88.2082 | 363.969 | 0.2228 | 0.0377 | 4.6462 | 96.9274 | 0.1948 | -0.014103 | 0.1807 | 0.080094 | 0.01553 | 9.2238e-07 | 0.015531 | 0.022022 | 0.00049401 | 0.24235 | 0.0023105 | 0.23072 | 9.8996
0.95 | 0.010943 | 15166.7417 | 1269.7089 | 308.3214 | 307.6724 | 293.8589 | 307.5612 | 293.8589 | 14.4625 | -2.9475 | -1401.7891 | 1181.9886 | -0.28558 | 14.4509 | 0.043257 | 0.042519 | supercritical | integrated_cp_bulk_transport | 14303.4583 | 21099.9039 | 29193.5579 | 10.4498 | 0.083959 | -1402.5626 | 1182.6408 | -3.5137e-05 | 0.00083465 | 0.00027598 | -4.8617e-08 | 344.5736 | 2161.245 | 8.1909 | 86.3094 | 90.7296 | 363.9695 | 0.22006 | 0.0377 | 4.6463 | 96.9794 | 0.19375 | -0.01402 | 0.17973 | 0.079635 | 0.015533 | 9.2104e-07 | 0.015534 | 0.022022 | 0.00052008 | 0.24928 | 0.0022475 | 0.22443 | 10.4424
1 | 0.010943 | 15094.39 | 1269.4356 | 308.2893 | 307.6486 | 293.85 | 307.5376 | 293.85 | 14.4393 | [5 empty] | 0.043282 | 0.042534 | supercritical | integrated_cp_bulk_transport | 14213.1533 | 21701.1819 | 29891.978 | 10.6466 | 0.084795 | -1401.0157 | 1181.3364 | -3.7384e-05 | 0.00086593 | 0.00027978 | -4.9194e-08 | 345.2001 | 2186.7295 | 8.1909 | 86.3072 | 93.3151 | 363.97 | 0.21749 | 0.0377 | 4.6464 | 97.0278 | 0.19271 | -0.013937 | 0.17877 | 0.079179 | 0 | 0 | 0 | 0.022022 | 0.00054601 | 0.25638 | 0.0021863 | 0.21833 | 10.9845

## May21_7
pos | roughness | Re_CO2 | Re_H2O | CO2b | CO2w | H2Ob | H2Ow | H2Ob_at_pos | dT_bulk | Q | q_CO2 | q_H2O | Q_leak | lmtd | CO2_heat_friction_factor | CO2_hydraulic_friction_factor | CO2_phase_bulk | CO2_Pr_branch | CO2_Re_film | CO2_Cp_bulk_J_kgK | CO2_Cp_integrated_J_kgK | CO2_Pr_used | CO2_k_film_W_mK | CO2_node_heat_flux_W_m2 | H2O_node_heat_flux_W_m2 | CO2_correlation_wall_flux_residual_W_m2 | CO2_final_wall_flux_residual_W_m2 | H2O_final_wall_flux_residual_W_m2 | wall_conduction_residual_K | Nu_CO2 | htc_CO2 | Nu_H2O | htc_H2O | CO2_mCp | H2O_mCp | r_CO2 | r_cond | r_H2O | U | CO2_visc | CO2_acc | CO2_tot | Ve_CO2 | H2O_visc | H2O_acc | H2O_tot | Ve_H2O | CO2_dp_cumulative_psi | C | NTU | effectiveness | overall effectiveness
0 | 0.013417 | 15217.3328 | 1274.8242 | 308.3972 | 307.7501 | 294.025 | 307.6396 | 294.025 | 14.3722 | -2.9297 | -1393.329 | 1174.855 | -0.28558 | 14.3579 | 0.045741 | 0.045031 | supercritical | integrated_cp_bulk_transport | 14517.3773 | 18335.7026 | 25044.7158 | 9.18 | 0.079046 | -1394.2593 | 1175.6394 | -3.6964e-05 | 0.00025333 | 0.00029931 | -5.971e-08 | 364.8952 | 2154.7825 | 8.1909 | 86.3512 | 77.0099 | 363.9601 | 0.22072 | 0.0377 | 4.6441 | 97.0108 | 0 | 0 | 0 | 0.080381 | 0.015471 | 9.2344e-07 | 0.015472 | 0.022022 | 0 | 0.21159 | 0.0026487 | 0.26445 | 0
0.05 | 0.013417 | 15147.1229 | 1274.5519 | 308.3597 | 307.7233 | 294.0161 | 307.6129 | 294.0161 | 14.3435 | -2.9258 | -1391.5031 | 1173.3154 | -0.28558 | 14.3298 | 0.045761 | 0.045044 | supercritical | integrated_cp_bulk_transport | 14433.7526 | 18876.6917 | 25831.7947 | 9.4154 | 0.079931 | -1392.3986 | 1174.0705 | -4.9163e-05 | 0.00034822 | 0.00032505 | -6.4106e-08 | 366.4295 | 2188.0696 | 8.1909 | 86.349 | 79.2821 | 363.9606 | 0.21736 | 0.0377 | 4.6442 | 97.0749 | 0.2012 | -0.01392 | 0.18728 | 0.079914 | 0.015475 | 9.2194e-07 | 0.015476 | 0.022022 | 2.7163e-05 | 0.21783 | 0.0025745 | 0.25705 | 0.5966
0.1 | 0.013417 | 15076.6641 | 1274.28 | 308.3233 | 307.6972 | 294.0073 | 307.587 | 294.0073 | 14.316 | -2.9221 | -1389.7441 | 1171.8322 | -0.28558 | 14.3028 | 0.045782 | 0.045058 | supercritical | integrated_cp_bulk_transport | 14349.4413 | 19433.5515 | 26625.6663 | 9.6511 | 0.080818 | -1390.6075 | 1172.5603 | -2.2893e-05 | 0.00048047 | 0.00035094 | -6.8263e-08 | 367.8756 | 2221.0875 | 8.1909 | 86.3468 | 81.6209 | 363.9611 | 0.21413 | 0.0377 | 4.6443 | 97.1366 | 0.20009 | -0.013835 | 0.18626 | 0.079451 | 0.015478 | 9.2049e-07 | 0.015479 | 0.022022 | 5.4178e-05 | 0.22426 | 0.0025023 | 0.24985 | 1.1924
0.15 | 0.013417 | 15005.9598 | 1274.0084 | 308.288 | 307.6717 | 293.9985 | 307.5617 | 293.9985 | 14.2895 | -2.9186 | -1388.0465 | 1170.4008 | -0.28558 | 14.2768 | 0.045804 | 0.045071 | supercritical | integrated_cp_bulk_transport | 14264.4132 | 20006.4873 | 27422.3692 | 9.8856 | 0.081706 | -1388.8806 | 1171.1042 | -2.7028e-05 | 0.00058114 | 0.00037438 | -7.2203e-08 | 369.2189 | 2253.6784 | 8.1909 | 86.3445 | 84.0272 | 363.9616 | 0.21103 | 0.0377 | 4.6444 | 97.1957 | 0.19899 | -0.013751 | 0.18524 | 0.07899 | 0.015481 | 9.1907e-07 | 0.015482 | 0.022022 | 8.1044e-05 | 0.23087 | 0.0024322 | 0.24285 | 1.7875
0.2 | 0.013417 | 14935.0135 | 1273.7371 | 308.2538 | 307.6469 | 293.9897 | 307.5369 | 293.9897 | 14.2641 | -2.9151 | -1386.4049 | 1169.0166 | -0.28558 | 14.2519 | 0.045826 | 0.045085 | supercritical | integrated_cp_bulk_transport | 14178.6384 | 20595.65 | 28217.4912 | 10.1175 | 0.082591 | -1387.2124 | 1169.6975 | -3.1046e-05 | 0.00068015 | 0.00039644 | -7.59e-08 | 370.4443 | 2285.6671 | 8.1909 | 86.3423 | 86.5017 | 363.9621 | 0.20808 | 0.0377 | 4.6445 | 97.2521 | 0.1979 | -0.013668 | 0.18423 | 0.078532 | 0.015485 | 9.1768e-07 | 0.015485 | 0.022022 | 0.00010776 | 0.23767 | 0.0023639 | 0.23605 | 2.3818
0.25 | 0.013417 | 14863.8291 | 1273.4662 | 308.2206 | 307.6225 | 293.9809 | 307.5127 | 293.9809 | 14.2397 | -2.9118 | -1384.8137 | 1167.6749 | -0.28558 | 14.2279 | 0.045848 | 0.045099 | supercritical | integrated_cp_bulk_transport | 14092.0887 | 21201.1201 | 29006.2472 | 10.3452 | 0.083472 | -1385.5974 | 1168.3357 | -3.4581e-05 | 0.00080049 | 0.00041761 | -7.9192e-08 | 371.5369 | 2316.862 | 8.1909 | 86.3401 | 89.0447 | 363.9626 | 0.20527 | 0.0377 | 4.6447 | 97.3054 | 0.19681 | -0.013586 | 0.18322 | 0.078077 | 0.015488 | 9.1633e-07 | 0.015489 | 0.022022 | 0.00013434 | 0.24465 | 0.0022977 | 0.22944 | 2.9755
0.3 | 0.013417 | 14792.4104 | 1273.1955 | 308.1883 | 307.5987 | 293.9721 | 307.4889 | 293.9721 | 14.2162 | -2.9085 | -1383.2674 | 1166.3711 | -0.28558 | 14.205 | 0.045871 | 0.045113 | supercritical | integrated_cp_bulk_transport | 14004.7387 | 21822.8913 | 29783.5803 | 10.5671 | 0.084346 | -1384.03 | 1167.0141 | -3.9131e-05 | 0.00084623 | 0.00043471 | -8.2482e-08 | 372.4824 | 2347.057 | 8.1909 | 86.3379 | 91.6561 | 363.9631 | 0.20263 | 0.0377 | 4.6448 | 97.3557 | 0.19573 | -0.013505 | 0.18222 | 0.077624 | 0.015491 | 9.1501e-07 | 0.015492 | 0.022022 | 0.00016077 | 0.25183 | 0.0022334 | 0.22303 | 3.5684
0.35 | 0.013417 | 14720.7616 | 1272.9252 | 308.1571 | 307.5752 | 293.9633 | 307.4656 | 293.9633 | 14.1937 | -2.9053 | -1381.7607 | 1165.1006 | -0.28558 | 14.1829 | 0.045894 | 0.045127 | supercritical | integrated_cp_bulk_transport | 13916.5683 | 22460.8465 | 30544.2768 | 10.7817 | 0.085207 | -1382.5049 | 1165.7281 | -4.2169e-05 | 0.00095915 | 0.00045236 | -8.5155e-08 | 373.2676 | 2376.0332 | 8.1909 | 86.3357 | 94.3356 | 363.9636 | 0.20016 | 0.0377 | 4.6449 | 97.4026 | 0.19466 | -0.013425 | 0.18123 | 0.077174 | 0.015494 | 9.1371e-07 | 0.015495 | 0.022022 | 0.00018705 | 0.25919 | 0.002171 | 0.2168 | 4.1607
0.4 | 0.013417 | 14648.8871 | 1272.6551 | 308.1267 | 307.5521 | 293.9546 | 307.4427 | 293.9546 | 14.1721 | -2.9022 | -1380.288 | 1163.8589 | -0.28558 | 14.1618 | 0.045918 | 0.045141 | supercritical | integrated_cp_bulk_transport | 13827.5644 | 23114.7381 | 31283.0998 | 10.9873 | 0.086053 | -1381.0165 | 1164.4731 | -4.5082e-05 | 0.0010447 | 0.0004673 | -8.7572e-08 | 373.8806 | 2403.562 | 8.1909 | 86.3335 | 97.0819 | 363.9641 | 0.19787 | 0.0377 | 4.645 | 97.446 | 0.19359 | -0.013346 | 0.18024 | 0.076727 | 0.015498 | 9.1243e-07 | 0.015498 | 0.022022 | 0.0002132 | 0.26673 | 0.0021105 | 0.21077 | 4.7523
0.45 | 0.013417 | 14576.7917 | 1272.3853 | 308.0972 | 307.5294 | 293.9458 | 307.42 | 293.9458 | 14.1514 | -2.8992 | -1378.8443 | 1162.6415 | -0.28558 | 14.1415 | 0.045942 | 0.045156 | supercritical | integrated_cp_bulk_transport | 13737.7231 | 23784.1585 | 31994.9209 | 11.1824 | 0.086878 | -1379.5596 | 1163.2447 | -1.9427e-05 | 0.0011535 | 0.00048115 | -8.961e-08 | 374.3115 | 2429.4081 | 8.1909 | 86.3313 | 99.8935 | 363.9646 | 0.19577 | 0.0377 | 4.6451 | 97.4856 | 0.19253 | -0.013267 | 0.17926 | 0.076283 | 0.015501 | 9.1117e-07 | 0.015502 | 0.022022 | 0.0002392 | 0.27446 | 0.002052 | 0.20493 | 5.3434
0.5 | 0.013417 | 14504.4805 | 1272.1158 | 308.0686 | 307.5069 | 293.9371 | 307.3976 | 293.9371 | 14.1315 | -2.8962 | -1377.4242 | 1161.4441 | -0.28558 | 14.122 | 0.045967 | 0.04517 | supercritical | integrated_cp_bulk_transport | 13647.0526 | 24468.5124 | 32674.8868 | 11.3657 | 0.087678 | -1378.129 | 1162.0384 | -2.0469e-05 | 0.0012299 | 0.00049197 | -9.1271e-08 | 374.5523 | 2453.3352 | 8.1909 | 86.3291 | 102.7678 | 363.9651 | 0.19386 | 0.0377 | 4.6453 | 97.5214 | 0.19148 | -0.013189 | 0.17829 | 0.075841 | 0.015504 | 9.0993e-07 | 0.015505 | 0.022022 | 0.00026505 | 0.28236 | 0.0019953 | 0.19927 | 5.9338
0.55 | 0.013417 | 14431.9586 | 1271.8466 | 308.0408 | 307.4846 | 293.9283 | 307.3755 | 293.9283 | 14.1125 | -2.8933 | -1376.023 | 1160.2626 | -0.28558 | 14.1034 | 0.045992 | 0.045185 | supercritical | integrated_cp_bulk_transport | 13555.5751 | 25166.9857 | 33318.5162 | 11.5361 | 0.088445 | -1376.7196 | 1160.8499 | -2.1256e-05 | 0.0013002 | 0.00050059 | -9.2533e-08 | 374.5976 | 2475.1101 | 8.1909 | 86.3269 | 105.7013 | 363.9656 | 0.19215 | 0.0377 | 4.6454 | 97.5532 | 0.19043 | -0.013111 | 0.17732 | 0.075401 | 0.015507 | 9.087e-07 | 0.015508 | 0.022022 | 0.00029077 | 0.29042 | 0.0019406 | 0.19381 | 6.5235
0.6 | 0.013417 | 14359.2319 | 1271.5776 | 308.0138 | 307.4625 | 293.9196 | 307.3535 | 293.9196 | 14.0942 | -2.8904 | -1374.6366 | 1159.0936 | -0.28558 | 14.0855 | 0.046018 | 0.0452 | supercritical | integrated_cp_bulk_transport | 13463.332 | 25878.5131 | 33922.055 | 11.6926 | 0.089175 | -1375.3266 | 1159.6754 | -2.1739e-05 | 0.001364 | 0.00050701 | -9.3389e-08 | 374.4451 | 2494.5153 | 8.1909 | 86.3247 | 108.6898 | 363.966 | 0.19066 | 0.0377 | 4.6455 | 97.5807 | 0.18939 | -0.013034 | 0.17635 | 0.074965 | 0.015511 | 9.0748e-07 | 0.015511 | 0.022022 | 0.00031635 | 0.29863 | 0.0018877 | 0.18854 | 7.1127
0.65 | 0.013417 | 14286.3063 | 1271.309 | 307.9876 | 307.4405 | 293.9109 | 307.3316 | 293.9109 | 14.0767 | -2.8875 | -1373.2626 | 1157.935 | -0.28558 | 14.0684 | 0.046044 | 0.045215 | supercritical | integrated_cp_bulk_transport | 13370.4065 | 26601.7463 | 34484.7398 | 11.8354 | 0.08986 | -1373.9468 | 1158.512 | -2.1961e-05 | 0.001422 | 0.00051162 | -9.3916e-08 | 374.1042 | 2511.4066 | 8.1909 | 86.3225 | 111.7273 | 363.9665 | 0.18937 | 0.0377 | 4.6456 | 97.604 | 0.18835 | -0.012957 | 0.1754 | 0.074531 | 0.015514 | 9.0627e-07 | 0.015515 | 0.022022 | 0.00034179 | 0.30697 | 0.0018368 | 0.18346 | 7.7013
0.7 | 0.013417 | 14213.1881 | 1271.0406 | 307.9621 | 307.4187 | 293.9021 | 307.3099 | 293.9021 | 14.06 | -2.8846 | -1371.898 | 1156.7844 | -0.28558 | 14.0519 | 0.046071 | 0.045231 | supercritical | integrated_cp_bulk_transport | 13276.9281 | 27335.0232 | 35008.999 | 11.9658 | 0.090496 | -1372.5785 | 1157.3581 | -2.194e-05 | 0.0014735 | 0.00051426 | -9.4084e-08 | 373.5952 | 2525.7237 | 8.1909 | 86.3203 | 114.8071 | 363.967 | 0.1883 | 0.0377 | 4.6457 | 97.6232 | 0.18733 | -0.012881 | 0.17445 | 0.074099 | 0.015517 | 9.0506e-07 | 0.015518 | 0.022022 | 0.00036709 | 0.31543 | 0.0017879 | 0.17858 | 8.2893
0.75 | 0.013417 | 14139.8839 | 1270.7724 | 307.9373 | 307.3969 | 293.8934 | 307.2882 | 293.8934 | 14.0439 | -2.8817 | -1370.5392 | 1155.6387 | -0.28558 | 14.0362 | 0.046098 | 0.045246 | supercritical | integrated_cp_bulk_transport | 13183.0041 | 28076.3387 | 35493.1754 | 12.0837 | 0.091076 | -1371.2177 | 1156.2108 | -2.1422e-05 | 0.0015179 | 0.00051471 | -9.3846e-08 | 372.9227 | 2537.3292 | 8.1909 | 86.3181 | 117.9206 | 363.9675 | 0.18744 | 0.0377 | 4.6458 | 97.6381 | 0.18631 | -0.012805 | 0.1735 | 0.07367 | 0.01552 | 9.0386e-07 | 0.015521 | 0.022022 | 0.00039226 | 0.32399 | 0.001741 | 0.1739 | 8.8768
0.8 | 0.013417 | 14066.4007 | 1270.5045 | 307.9132 | 307.3752 | 293.8847 | 307.2666 | 293.8847 | 14.0285 | -2.8789 | -1369.1826 | 1154.4948 | -0.28558 | 14.0211 | 0.046126 | 0.045262 | supercritical | integrated_cp_bulk_transport | 13088.7525 | 28823.3192 | 35934.9936 | 12.1889 | 0.091595 | -1369.8609 | 1155.0667 | -2.0425e-05 | 0.0015549 | 0.00051296 | -9.3202e-08 | 372.0886 | 2546.0995 | 8.1909 | 86.3159 | 121.058 | 363.968 | 0.18679 | 0.0377 | 4.646 | 97.6487 | 0.18529 | -0.012729 | 0.17256 | 0.073243 | 0.015524 | 9.0266e-07 | 0.015524 | 0.022022 | 0.00041728 | 0.33261 | 0.001696 | 0.16941 | 9.4636
0.85 | 0.013417 | 13992.7458 | 1270.2369 | 307.8897 | 307.3535 | 293.876 | 307.245 | 293.876 | 14.0137 | -2.876 | -1367.8249 | 1153.3499 | -0.28558 | 14.0066 | 0.046154 | 0.045278 | supercritical | integrated_cp_bulk_transport | 12994.306 | 29573.2049 | 36332.0827 | 12.2809 | 0.092052 | -1368.5045 | 1153.923 | -1.8896e-05 | 0.0015845 | 0.00050906 | -9.2157e-08 | 371.0943 | 2551.9443 | 8.1909 | 86.3137 | 124.2075 | 363.9685 | 0.18637 | 0.0377 | 4.6461 | 97.6549 | 0.18428 | -0.012653 | 0.17163 | 0.072819 | 0.015527 | 9.0146e-07 | 0.015528 | 0.022022 | 0.00044218 | 0.34126 | 0.0016531 | 0.16513 | 10.0499
0.9 | 0.013417 | 13918.9269 | 1269.9695 | 307.8669 | 307.3317 | 293.8673 | 307.2234 | 293.8673 | 13.9995 | -2.8732 | -1366.472 | 1152.2092 | -0.28558 | 13.9927 | 0.046183 | 0.045294 | supercritical | integrated_cp_bulk_transport | 12899.8104 | 30322.8401 | 36682.0226 | 12.3595 | 0.092442 | -1367.1455 | 1152.7771 | -7.8579e-06 | 0.0016157 | 0.00050336 | -9.0724e-08 | 369.941 | 2554.8149 | 8.1909 | 86.3116 | 127.356 | 363.969 | 0.18616 | 0.0377 | 4.6462 | 97.6567 | 0.18328 | -0.012578 | 0.1707 | 0.072398 | 0.01553 | 9.0027e-07 | 0.015531 | 0.022022 | 0.00046694 | 0.34991 | 0.0016123 | 0.16106 | 10.6355
0.95 | 0.013417 | 13844.9518 | 1269.7024 | 307.8446 | 307.3101 | 293.8587 | 307.2019 | 293.8587 | 13.9859 | -2.8705 | -1365.1748 | 1151.1154 | -0.28558 | 13.9794 | 0.046212 | 0.045311 | supercritical | integrated_cp_film_transport | 12805.7906 | 31068.6793 | 36982.2804 | 12.4369 | 0.092766 | -1365.7988 | 1151.6416 | -8.2811e-06 | 0.0016579 | 0.00050762 | -9.1256e-08 | 368.7576 | 2555.5634 | 8.1909 | 86.3094 | 130.4885 | 363.9695 | 0.1861 | 0.0377 | 4.6463 | 97.6555 | 0.18229 | -0.012502 | 0.16979 | 0.071979 | 0.015533 | 8.991e-07 | 0.015534 | 0.022022 | 0.00049156 | 0.35851 | 0.0015736 | 0.15719 | 11.2206
1 | 0.013417 | 13770.8255 | 1269.4356 | 307.8228 | 307.2895 | 293.85 | 307.1813 | 293.85 | 13.9728 | [5 empty] | 0.04624 | 0.045327 | supercritical | integrated_cp_film_transport | 12714.3001 | 31806.826 | 37231.1317 | 12.5762 | 0.09302 | -1364.551 | 1150.5894 | -7.5317e-06 | 0.00168 | 0.00050336 | -9.0193e-08 | 368.1836 | 2558.576 | 8.1909 | 86.3072 | 133.5887 | 363.97 | 0.18588 | 0.0377 | 4.6464 | 97.6575 | 0.1813 | -0.012428 | 0.16887 | 0.071563 | 0 | 0 | 0 | 0.022022 | 0.00051605 | 0.36703 | 0.0015371 | 0.15355 | 11.8052

## May22_5
pos | roughness | Re_CO2 | Re_H2O | CO2b | CO2w | H2Ob | H2Ow | H2Ob_at_pos | dT_bulk | Q | q_CO2 | q_H2O | Q_leak | lmtd | CO2_heat_friction_factor | CO2_hydraulic_friction_factor | CO2_phase_bulk | CO2_Pr_branch | CO2_Re_film | CO2_Cp_bulk_J_kgK | CO2_Cp_integrated_J_kgK | CO2_Pr_used | CO2_k_film_W_mK | CO2_node_heat_flux_W_m2 | H2O_node_heat_flux_W_m2 | CO2_correlation_wall_flux_residual_W_m2 | CO2_final_wall_flux_residual_W_m2 | H2O_final_wall_flux_residual_W_m2 | wall_conduction_residual_K | Nu_CO2 | htc_CO2 | Nu_H2O | htc_H2O | CO2_mCp | H2O_mCp | r_CO2 | r_cond | r_H2O | U | CO2_visc | CO2_acc | CO2_tot | Ve_CO2 | H2O_visc | H2O_acc | H2O_tot | Ve_H2O | CO2_dp_cumulative_psi | C | NTU | effectiveness | overall effectiveness
0 | 0.027118 | 17066.5167 | 1275.3356 | 311.0506 | 309.658 | 294.0416 | 309.5322 | 294.0416 | 17.0091 | -3.3273 | -1582.4385 | 1334.3122 | -0.28558 | 16.9556 | 0.057368 | 0.0567 | supercritical | integrated_cp_bulk_transport | 16663.8238 | 6860.5019 | 8286.0949 | 3.7989 | 0.053296 | -1586.4573 | 1337.7008 | 7.5132e-06 | -0.00054946 | 7.1741e-05 | -2.6768e-08 | 286.1126 | 1139.1655 | 8.1909 | 86.3554 | 28.1281 | 363.9592 | 0.41749 | 0.0377 | 4.6438 | 93.2713 | 0 | 0 | 0 | 0.096534 | 0.015465 | 1.0385e-06 | 0.015466 | 0.022023 | 0 | 0.077284 | 0.0069722 | 0.69461 | 0
0.05 | 0.027118 | 17005.5247 | 1275.0296 | 310.9339 | 309.5694 | 294.0316 | 309.4443 | 294.0316 | 16.9022 | -3.3107 | -1574.5532 | 1327.6633 | -0.28558 | 16.8505 | 0.057379 | 0.056706 | supercritical | integrated_cp_bulk_transport | 16595.3102 | 7042.6999 | 8538.8599 | 3.8889 | 0.053901 | -1578.4242 | 1330.9273 | 1.1967e-05 | -0.00038984 | 0.00013121 | -3.5686e-08 | 287.2864 | 1156.8233 | 8.1909 | 86.3529 | 28.8751 | 363.9598 | 0.41112 | 0.0377 | 4.644 | 93.3856 | 0.29689 | -0.017982 | 0.27891 | 0.095917 | 0.015469 | 1.0332e-06 | 0.01547 | 0.022022 | 4.0452e-05 | 0.079336 | 0.0068002 | 0.67753 | 0.56823
0.1 | 0.027118 | 16944.1342 | 1274.7251 | 310.8207 | 309.4838 | 294.0218 | 309.3593 | 294.0218 | 16.7989 | -3.2947 | -1566.9585 | 1321.2594 | -0.28558 | 16.749 | 0.057389 | 0.056713 | supercritical | integrated_cp_bulk_transport | 16526.261 | 7231.0165 | 8801.5928 | 3.982 | 0.054516 | -1570.6862 | 1324.4026 | 1.391e-05 | -0.00022402 | 0.00019074 | -4.458e-08 | 288.4783 | 1174.8734 | 8.1909 | 86.3504 | 29.6472 | 363.9603 | 0.4048 | 0.0377 | 4.6441 | 93.4991 | 0.29503 | -0.017819 | 0.27721 | 0.095305 | 0.015473 | 1.0281e-06 | 0.015474 | 0.022022 | 8.0658e-05 | 0.081457 | 0.0066311 | 0.66074 | 1.1336
0.15 | 0.027118 | 16882.3503 | 1274.4219 | 310.711 | 309.401 | 294.0119 | 309.2771 | 294.0119 | 16.6991 | -3.2794 | -1559.6454 | 1315.093 | -0.28558 | 16.6508 | 0.0574 | 0.056719 | supercritical | integrated_cp_bulk_transport | 16456.677 | 7425.6742 | 9074.7231 | 4.0783 | 0.055141 | -1563.2344 | 1318.1192 | -4.4844e-06 | -7.0978e-05 | 0.00024889 | -5.3449e-08 | 289.6882 | 1193.3238 | 8.1909 | 86.3479 | 30.4453 | 363.9609 | 0.39855 | 0.0377 | 4.6442 | 93.6118 | 0.29318 | -0.01766 | 0.27552 | 0.094699 | 0.015476 | 1.0232e-06 | 0.015477 | 0.022022 | 0.00012062 | 0.08365 | 0.0064651 | 0.64425 | 1.6963
0.2 | 0.027118 | 16820.178 | 1274.12 | 310.6047 | 309.3211 | 294.0021 | 309.1977 | 294.0021 | 16.6026 | -3.2646 | -1552.6055 | 1309.1569 | -0.28558 | 16.5559 | 0.057411 | 0.056726 | supercritical | integrated_cp_bulk_transport | 16386.5588 | 7626.9022 | 9358.696 | 4.1781 | 0.055776 | -1556.0598 | 1312.0697 | -1.7284e-05 | 9.5613e-05 | 0.00030766 | -6.2307e-08 | 290.9163 | 1212.1823 | 8.1909 | 86.3455 | 31.2703 | 363.9614 | 0.39234 | 0.0377 | 4.6444 | 93.7237 | 0.29136 | -0.017504 | 0.27385 | 0.094098 | 0.01548 | 1.0185e-06 | 0.015481 | 0.022022 | 0.00016034 | 0.085917 | 0.0063021 | 0.62805 | 2.2564
0.25 | 0.027118 | 16757.6219 | 1273.8194 | 310.5017 | 309.2437 | 293.9924 | 309.1209 | 293.9924 | 16.5094 | -3.2503 | -1545.8301 | 1303.4439 | -0.28558 | 16.4643 | 0.057422 | 0.056733 | supercritical | integrated_cp_bulk_transport | 16315.9068 | 7834.9367 | 9653.9732 | 4.2814 | 0.056421 | -1549.1541 | 1306.2467 | -1.4292e-05 | 0.00028519 | 0.00036753 | -7.113e-08 | 292.1626 | 1231.4565 | 8.1909 | 86.343 | 32.1232 | 363.962 | 0.3862 | 0.0377 | 4.6445 | 93.8349 | 0.28954 | -0.017351 | 0.27219 | 0.093503 | 0.015484 | 1.0139e-06 | 0.015485 | 0.022022 | 0.00019982 | 0.08826 | 0.006142 | 0.61215 | 2.8139
0.3 | 0.027118 | 16694.6868 | 1273.5201 | 310.4019 | 309.169 | 293.9826 | 309.0468 | 293.9826 | 16.4193 | -3.2366 | -1539.3112 | 1297.9472 | -0.28558 | 16.3757 | 0.057433 | 0.05674 | supercritical | integrated_cp_bulk_transport | 16244.7213 | 8050.0206 | 9961.0331 | 4.3883 | 0.057076 | -1542.5088 | 1300.6435 | -9.0618e-06 | 0.00048408 | 0.00042754 | -7.9934e-08 | 293.4271 | 1251.1541 | 8.1909 | 86.3406 | 33.0051 | 363.9625 | 0.38012 | 0.0377 | 4.6446 | 93.9451 | 0.28775 | -0.017202 | 0.27055 | 0.092912 | 0.015487 | 1.0095e-06 | 0.015488 | 0.022022 | 0.00023906 | 0.090683 | 0.0059849 | 0.59654 | 3.369
0.35 | 0.027118 | 16631.377 | 1273.2219 | 310.3052 | 309.0968 | 293.973 | 308.9751 | 293.973 | 16.3322 | -3.2234 | -1533.0407 | 1292.6599 | -0.28558 | 16.2901 | 0.057445 | 0.056747 | supercritical | integrated_cp_bulk_transport | 16173.0024 | 8272.4035 | 10280.3705 | 4.499 | 0.057742 | -1536.116 | 1295.253 | -1.2242e-05 | 0.00068126 | 0.00048688 | -8.8713e-08 | 294.7099 | 1271.2823 | 8.1909 | 86.3381 | 33.9169 | 363.963 | 0.37411 | 0.0377 | 4.6448 | 94.0545 | 0.28597 | -0.017055 | 0.26891 | 0.092327 | 0.015491 | 1.0052e-06 | 0.015492 | 0.022022 | 0.00027806 | 0.093188 | 0.0058308 | 0.58123 | 3.9217
0.4 | 0.027118 | 16567.6969 | 1272.9249 | 310.2114 | 309.0271 | 293.9633 | 308.9058 | 293.9633 | 16.2481 | -3.2107 | -1527.0108 | 1287.5755 | -0.28558 | 16.2074 | 0.057456 | 0.056754 | supercritical | integrated_cp_bulk_transport | 16100.75 | 8502.342 | 10612.4973 | 4.6136 | 0.058418 | -1529.9676 | 1290.0687 | -1.5517e-05 | 0.00088492 | 0.00054607 | -9.7461e-08 | 296.0107 | 1291.848 | 8.1909 | 86.3357 | 34.8596 | 363.9636 | 0.36815 | 0.0377 | 4.6449 | 94.163 | 0.2842 | -0.016912 | 0.26729 | 0.091746 | 0.015494 | 1.0011e-06 | 0.015495 | 0.022022 | 0.00031683 | 0.095778 | 0.0056797 | 0.5662 | 4.4722
0.45 | 0.027118 | 16503.6508 | 1272.629 | 310.1206 | 308.9597 | 293.9537 | 308.8389 | 293.9537 | 16.1668 | -3.1986 | -1521.2141 | 1282.6877 | -0.28558 | 16.1276 | 0.057468 | 0.056761 | supercritical | integrated_cp_bulk_transport | 16027.964 | 8740.099 | 10957.9424 | 4.7322 | 0.059105 | -1524.0561 | 1285.0841 | -1.896e-05 | 0.0010938 | 0.00060502 | -1.0619e-07 | 297.3296 | 1312.858 | 8.1909 | 86.3333 | 35.8344 | 363.9641 | 0.36226 | 0.0377 | 4.645 | 94.2705 | 0.28245 | -0.016772 | 0.26568 | 0.091171 | 0.015498 | 9.9718e-07 | 0.015499 | 0.022022 | 0.00035536 | 0.098456 | 0.0055315 | 0.55147 | 5.0205
0.5 | 0.027118 | 16439.2428 | 1272.3342 | 310.0325 | 308.8946 | 293.9442 | 308.7742 | 293.9442 | 16.0884 | -3.1868 | -1515.6431 | 1277.9903 | -0.28558 | 16.0505 | 0.05748 | 0.056768 | supercritical | integrated_cp_bulk_transport | 15954.6442 | 8985.9444 | 11317.2518 | 4.8551 | 0.059802 | -1518.374 | 1280.2929 | -2.2417e-05 | 0.0013088 | 0.0006637 | -1.1488e-07 | 298.6664 | 1334.3186 | 8.1909 | 86.3309 | 36.8424 | 363.9647 | 0.35643 | 0.0377 | 4.6452 | 94.3771 | 0.28072 | -0.016634 | 0.26408 | 0.0906 | 0.015501 | 9.9337e-07 | 0.015502 | 0.022022 | 0.00039366 | 0.10123 | 0.0053862 | 0.53703 | 5.5668
0.55 | 0.027118 | 16374.477 | 1272.0403 | 309.9472 | 308.8317 | 293.9346 | 308.7118 | 293.9346 | 16.0126 | -3.1756 | -1510.2907 | 1273.4771 | -0.28558 | 15.976 | 0.057492 | 0.056775 | supercritical | integrated_cp_bulk_transport | 15880.7901 | 9240.1542 | 11690.9883 | 4.9823 | 0.06051 | -1512.9139 | 1275.689 | -2.5942e-05 | 0.0015296 | 0.00072206 | -1.2352e-07 | 300.0208 | 1356.2358 | 8.1909 | 86.3285 | 37.8846 | 363.9652 | 0.35067 | 0.0377 | 4.6453 | 94.4827 | 0.279 | -0.0165 | 0.2625 | 0.090033 | 0.015505 | 9.8969e-07 | 0.015506 | 0.022022 | 0.00043173 | 0.10409 | 0.0052439 | 0.52287 | 6.111
0.6 | 0.027118 | 16309.3575 | 1271.7475 | 309.8646 | 308.771 | 293.9251 | 308.6514 | 293.9251 | 15.9395 | -3.1648 | -1505.1498 | 1269.1423 | -0.28558 | 15.9041 | 0.057504 | 0.056783 | supercritical | integrated_cp_bulk_transport | 15806.4013 | 9503.0109 | 12079.7316 | 5.1141 | 0.061229 | -1507.6689 | 1271.2664 | -1.187e-05 | 0.0017716 | 0.00078097 | -1.3212e-07 | 301.3927 | 1378.6153 | 8.1909 | 86.3261 | 38.9623 | 363.9657 | 0.34498 | 0.0377 | 4.6454 | 94.5872 | 0.27729 | -0.016368 | 0.26092 | 0.089471 | 0.015509 | 9.8614e-07 | 0.01551 | 0.022022 | 0.00046958 | 0.10705 | 0.0051045 | 0.50901 | 6.6534
0.65 | 0.027118 | 16243.8881 | 1271.4556 | 309.7845 | 308.7123 | 293.9156 | 308.5932 | 293.9156 | 15.8688 | -3.1544 | -1500.2137 | 1264.9802 | -0.28558 | 15.8347 | 0.057517 | 0.05679 | supercritical | integrated_cp_bulk_transport | 15731.4772 | 9774.8034 | 12484.0773 | 5.2505 | 0.061958 | -1502.632 | 1267.0193 | -1.3272e-05 | 0.0020033 | 0.00083853 | -1.4068e-07 | 302.7817 | 1401.4622 | 8.1909 | 86.3237 | 40.0767 | 363.9663 | 0.33936 | 0.0377 | 4.6455 | 94.6907 | 0.2756 | -0.016238 | 0.25936 | 0.088914 | 0.015512 | 9.8272e-07 | 0.015513 | 0.022022 | 0.00050719 | 0.11011 | 0.004968 | 0.49543 | 7.1938
0.7 | 0.027118 | 16178.0728 | 1271.1646 | 309.7069 | 308.6556 | 293.9062 | 308.5369 | 293.9062 | 15.8007 | -3.1444 | -1495.4757 | 1260.9851 | -0.28558 | 15.7678 | 0.05753 | 0.056798 | supercritical | integrated_cp_bulk_transport | 15656.0169 | 10055.8262 | 12904.6361 | 5.3918 | 0.062698 | -1497.7965 | 1262.942 | -1.4664e-05 | 0.0022405 | 0.0008956 | -1.4918e-07 | 304.1875 | 1424.7809 | 8.1909 | 86.3213 | 41.2289 | 363.9668 | 0.3338 | 0.0377 | 4.6457 | 94.7931 | 0.27392 | -0.016111 | 0.25781 | 0.088361 | 0.015516 | 9.7942e-07 | 0.015517 | 0.022022 | 0.00054459 | 0.11328 | 0.0048344 | 0.48214 | 7.7326
0.75 | 0.027118 | 16111.9152 | 1270.8744 | 309.6317 | 308.6009 | 293.8967 | 308.4825 | 293.8967 | 15.7349 | -3.1349 | -1490.9292 | 1257.1515 | -0.28558 | 15.7032 | 0.057542 | 0.056806 | supercritical | integrated_cp_bulk_transport | 15580.0197 | 10346.3802 | 13342.0312 | 5.538 | 0.063448 | -1493.1558 | 1259.029 | -1.6057e-05 | 0.0024801 | 0.00095199 | -1.5763e-07 | 305.6096 | 1448.5755 | 8.1909 | 86.319 | 42.4202 | 363.9673 | 0.32832 | 0.0377 | 4.6458 | 94.8944 | 0.27225 | -0.015986 | 0.25627 | 0.087812 | 0.015519 | 9.7624e-07 | 0.01552 | 0.022022 | 0.00058175 | 0.11655 | 0.0047036 | 0.46913 | 8.2696
0.8 | 0.027118 | 16045.4191 | 1270.5851 | 309.5588 | 308.5481 | 293.8873 | 308.43 | 293.8873 | 15.6715 | -3.1257 | -1486.568 | 1253.4742 | -0.28558 | 15.6408 | 0.057556 | 0.056814 | supercritical | integrated_cp_bulk_transport | 15503.4843 | 10646.7716 | 13796.8958 | 5.6895 | 0.064209 | -1488.7035 | 1255.2748 | -1.7442e-05 | 0.0027222 | 0.0010077 | -1.6603e-07 | 307.0475 | 1472.8491 | 8.1909 | 86.3166 | 43.6518 | 363.9679 | 0.32291 | 0.0377 | 4.6459 | 94.9945 | 0.2706 | -0.015864 | 0.25474 | 0.087268 | 0.015523 | 9.7317e-07 | 0.015524 | 0.022022 | 0.0006187 | 0.11993 | 0.0045757 | 0.4564 | 8.8049
0.85 | 0.027118 | 15978.5883 | 1270.2966 | 309.4882 | 308.497 | 293.878 | 308.3794 | 293.878 | 15.6103 | -3.1169 | -1482.3859 | 1249.9478 | -0.28558 | 15.5807 | 0.057569 | 0.056822 | supercritical | integrated_cp_bulk_transport | 15426.4095 | 10957.3124 | 14269.8681 | 5.8462 | 0.064981 | -1484.4333 | 1251.6742 | -1.8813e-05 | 0.0029685 | 0.0010627 | -1.7434e-07 | 308.5006 | 1497.604 | 8.1909 | 86.3142 | 44.925 | 363.9684 | 0.31757 | 0.0377 | 4.6461 | 95.0935 | 0.26896 | -0.015744 | 0.25322 | 0.086728 | 0.015526 | 9.7022e-07 | 0.015527 | 0.022022 | 0.00065543 | 0.12343 | 0.0044507 | 0.44396 | 9.3387
0.9 | 0.027118 | 15911.4264 | 1270.0089 | 309.4198 | 308.4477 | 293.8686 | 308.3304 | 293.8686 | 15.5512 | -3.1085 | -1478.3767 | 1246.5672 | -0.28558 | 15.5227 | 0.057583 | 0.05683 | supercritical | integrated_cp_bulk_transport | 15348.7935 | 11278.3197 | 14761.5845 | 6.0085 | 0.065763 | -1480.3391 | 1248.2219 | -2.0164e-05 | 0.0032172 | 0.0011169 | -1.8258e-07 | 309.9682 | 1522.8414 | 8.1909 | 86.3119 | 46.2411 | 363.9689 | 0.31231 | 0.0377 | 4.6462 | 95.1913 | 0.26734 | -0.015626 | 0.25171 | 0.086191 | 0.01553 | 9.6737e-07 | 0.015531 | 0.022022 | 0.00069193 | 0.12705 | 0.0043285 | 0.43179 | 9.871
0.95 | 0.027118 | 15843.937 | 1269.7219 | 309.3536 | 308.4002 | 293.8593 | 308.2831 | 293.8593 | 15.4943 | -3.1004 | -1474.5345 | 1243.3275 | -0.28558 | 15.4668 | 0.057596 | 0.056838 | supercritical | integrated_cp_bulk_transport | 15270.6343 | 11610.1158 | 15272.6696 | 6.1763 | 0.066556 | -1476.4148 | 1244.913 | -2.1494e-05 | 0.0034685 | 0.0011702 | -1.9073e-07 | 311.4492 | 1548.5607 | 8.1909 | 86.3095 | 47.6015 | 363.9695 | 0.30712 | 0.0377 | 4.6463 | 95.2878 | 0.26572 | -0.015511 | 0.25021 | 0.085659 | 0.015533 | 9.6463e-07 | 0.015534 | 0.022022 | 0.00072822 | 0.13078 | 0.004209 | 0.4199 | 10.4019
1 | 0.027118 | 15776.1236 | 1269.4356 | 309.2894 | 308.3542 | 293.85 | 308.2375 | 293.85 | 15.4394 | [5 empty] | 0.05761 | 0.056846 | supercritical | integrated_cp_bulk_transport | 15191.9291 | 11953.028 | 15803.7229 | 6.35 | 0.067359 | -1472.6546 | 1241.7424 | -2.2801e-05 | 0.0037215 | 0.0012226 | -1.9877e-07 | 312.9424 | 1574.7599 | 8.1909 | 86.3072 | 49.0074 | 363.97 | 0.30201 | 0.0377 | 4.6464 | 95.383 | 0.26412 | -0.015397 | 0.24872 | 0.08513 | 0 | 0 | 0 | 0.022022 | 0.0007643 | 0.13465 | 0.0040924 | 0.40829 | 10.9314

## May24_4
pos | roughness | Re_CO2 | Re_H2O | CO2b | CO2w | H2Ob | H2Ow | H2Ob_at_pos | dT_bulk | Q | q_CO2 | q_H2O | Q_leak | lmtd | CO2_heat_friction_factor | CO2_hydraulic_friction_factor | CO2_phase_bulk | CO2_Pr_branch | CO2_Re_film | CO2_Cp_bulk_J_kgK | CO2_Cp_integrated_J_kgK | CO2_Pr_used | CO2_k_film_W_mK | CO2_node_heat_flux_W_m2 | H2O_node_heat_flux_W_m2 | CO2_correlation_wall_flux_residual_W_m2 | CO2_final_wall_flux_residual_W_m2 | H2O_final_wall_flux_residual_W_m2 | wall_conduction_residual_K | Nu_CO2 | htc_CO2 | Nu_H2O | htc_H2O | CO2_mCp | H2O_mCp | r_CO2 | r_cond | r_H2O | U | CO2_visc | CO2_acc | CO2_tot | Ve_CO2 | H2O_visc | H2O_acc | H2O_tot | Ve_H2O | CO2_dp_cumulative_psi | C | NTU | effectiveness | overall effectiveness
0 | 0.006247 | 6886.5922 | 1272.1054 | 302.4914 | 300.5383 | 293.9367 | 300.4851 | 293.9367 | 8.5547 | -1.4037 | -667.5723 | 562.897 | -0.28558 | 8.5222 | 0.042696 | 0.041366 | supercritical_liquid | bulk_cp | 6618.5855 | 4821.5165 | 4408.835 | 3.5423 | 0.080268 | -670.4383 | 565.3136 | -4.2003e-07 | 0.0036562 | 0.0027282 | -3.0175e-07 | 57.2421 | 343.2522 | 8.1909 | 86.329 | 20.2504 | 363.9651 | 1.3856 | 0.0377 | 4.6453 | 78.3706 | 0 | 0 | 0 | 0.041776 | 0.015504 | 4.8313e-07 | 0.015505 | 0.022022 | 0 | 0.055638 | 0.0081374 | 0.81025 | 0
0.05 | 0.006247 | 6866.0132 | 1271.9624 | 302.4219 | 300.4774 | 293.9321 | 300.4247 | 293.9321 | 8.4898 | -1.3917 | -661.8606 | 558.0809 | -0.28558 | 8.4573 | 0.042716 | 0.041387 | supercritical_liquid | bulk_cp | 6602.1063 | 4785.6929 | 4383.8937 | 3.5225 | 0.080358 | -664.7152 | 560.4878 | -3.849e-07 | 0.0033391 | 0.0024533 | -2.6649e-07 | 56.9423 | 341.8387 | 8.1909 | 86.3278 | 20.0999 | 363.9653 | 1.3913 | 0.0377 | 4.6453 | 78.2958 | 0.096265 | -0.0021794 | 0.094085 | 0.041703 | 0.015506 | 4.7959e-07 | 0.015506 | 0.022022 | 1.3646e-05 | 0.055225 | 0.0081905 | 0.81552 | 1.0544
0.1 | 0.006247 | 6845.7106 | 1271.8205 | 302.3524 | 300.4167 | 293.9275 | 300.3645 | 293.9275 | 8.4249 | -1.3797 | -656.1724 | 553.2845 | -0.28558 | 8.3925 | 0.042736 | 0.041407 | supercritical_liquid | bulk_cp | 6585.8266 | 4750.8144 | 4359.5249 | 3.5032 | 0.080449 | -659.015 | 555.6815 | -7.1597e-07 | 0.0031668 | 0.0022222 | -2.2955e-07 | 56.6481 | 340.4551 | 8.1909 | 86.3267 | 19.9534 | 363.9656 | 1.3969 | 0.0377 | 4.6454 | 78.2222 | 0.096145 | -0.0021483 | 0.093997 | 0.041631 | 0.015508 | 4.7606e-07 | 0.015508 | 0.022022 | 2.7279e-05 | 0.054822 | 0.0082428 | 0.82071 | 2.0997
0.15 | 0.006247 | 6825.6807 | 1271.6796 | 302.283 | 300.3563 | 293.9229 | 300.3045 | 293.9229 | 8.3601 | -1.3678 | -650.508 | 548.5083 | -0.28558 | 8.3277 | 0.042756 | 0.041428 | supercritical_liquid | bulk_cp | 6569.7438 | 4716.8486 | 4335.7114 | 3.4844 | 0.080539 | -653.3386 | 550.8951 | -6.4499e-07 | 0.0026175 | 0.0019015 | -2.0287e-07 | 56.3593 | 339.1004 | 8.1909 | 86.3255 | 19.8108 | 363.9659 | 1.4025 | 0.0377 | 4.6454 | 78.1497 | 0.096028 | -0.0021176 | 0.09391 | 0.04156 | 0.015509 | 4.7255e-07 | 0.01551 | 0.022022 | 4.09e-05 | 0.05443 | 0.0082945 | 0.82584 | 3.1361
0.2 | 0.006247 | 6805.9191 | 1271.5397 | 302.2137 | 300.2962 | 293.9184 | 300.2448 | 293.9184 | 8.2953 | -1.3559 | -644.8681 | 543.7528 | -0.28558 | 8.263 | 0.042776 | 0.041448 | supercritical_liquid | bulk_cp | 6553.8561 | 4683.7658 | 4312.4376 | 3.466 | 0.08063 | -647.6863 | 546.1291 | -5.7527e-07 | 0.0024149 | 0.0016757 | -1.6976e-07 | 56.0759 | 337.774 | 8.1909 | 86.3244 | 19.6718 | 363.9661 | 1.408 | 0.0377 | 4.6455 | 78.0783 | 0.095912 | -0.0020874 | 0.093824 | 0.04149 | 0.015511 | 4.6905e-07 | 0.015512 | 0.022022 | 5.4508e-05 | 0.054048 | 0.0083455 | 0.83089 | 4.1635
0.25 | 0.006247 | 6786.4222 | 1271.4009 | 302.1445 | 300.2363 | 293.9138 | 300.1855 | 293.9138 | 8.2307 | -1.3441 | -639.2533 | 539.0184 | -0.28558 | 8.1984 | 0.042796 | 0.041468 | supercritical_liquid | bulk_cp | 6538.161 | 4651.5362 | 4289.6877 | 3.4481 | 0.08072 | -642.0588 | 541.384 | -5.062e-07 | 0.0021157 | 0.0014314 | -1.4037e-07 | 55.7978 | 336.475 | 8.1909 | 86.3233 | 19.5365 | 363.9664 | 1.4135 | 0.0377 | 4.6456 | 78.0079 | 0.095798 | -0.0020577 | 0.09374 | 0.041421 | 0.015513 | 4.6558e-07 | 0.015513 | 0.022022 | 6.8103e-05 | 0.053677 | 0.0083957 | 0.83587 | 5.182
0.3 | 0.006247 | 6767.186 | 1271.263 | 302.0755 | 300.1768 | 293.9094 | 300.1263 | 293.9094 | 8.1661 | -1.3324 | -633.6641 | 534.3055 | -0.28558 | 8.1339 | 0.042815 | 0.041488 | supercritical_liquid | bulk_cp | 6522.6566 | 4620.1318 | 4267.4464 | 3.4306 | 0.08081 | -636.4566 | 536.6602 | -4.3795e-07 | 0.0018208 | 0.0011942 | -1.1231e-07 | 55.5247 | 335.2028 | 8.1909 | 86.3221 | 19.4046 | 363.9666 | 1.4188 | 0.0377 | 4.6456 | 77.9386 | 0.095685 | -0.0020285 | 0.093657 | 0.041353 | 0.015514 | 4.6212e-07 | 0.015515 | 0.022022 | 8.1687e-05 | 0.053314 | 0.0084453 | 0.84078 | 6.1917
0.35 | 0.006247 | 6748.2068 | 1271.1261 | 302.0066 | 300.1175 | 293.9049 | 300.0675 | 293.9049 | 8.1017 | -1.3207 | -628.101 | 529.6147 | -0.28558 | 8.0695 | 0.042834 | 0.041507 | supercritical_liquid | bulk_cp | 6507.3405 | 4589.5253 | 4245.6993 | 3.4135 | 0.0809 | -630.8803 | 531.9583 | -3.7064e-07 | 0.0015299 | 0.0009637 | -8.5555e-08 | 55.2567 | 333.9567 | 8.1909 | 86.321 | 19.276 | 363.9669 | 1.4241 | 0.0377 | 4.6457 | 77.8703 | 0.095575 | -0.0019997 | 0.093575 | 0.041286 | 0.015516 | 4.5868e-07 | 0.015517 | 0.022022 | 9.5259e-05 | 0.052961 | 0.0084941 | 0.84563 | 7.1925
0.4 | 0.006247 | 6729.4809 | 1270.9903 | 301.9379 | 300.0585 | 293.9005 | 300.0089 | 293.9005 | 8.0374 | -1.309 | -622.5644 | 524.9463 | -0.28558 | 8.0052 | 0.042853 | 0.041527 | supercritical_liquid | bulk_cp | 6492.2107 | 4559.6907 | 4224.4321 | 3.3968 | 0.08099 | -625.3304 | 527.2786 | -6.2166e-07 | 0.0012427 | 0.00073972 | -6.0046e-08 | 54.9935 | 332.7359 | 8.1909 | 86.3199 | 19.1507 | 363.9671 | 1.4293 | 0.0377 | 4.6457 | 77.803 | 0.095466 | -0.0019714 | 0.093494 | 0.04122 | 0.015518 | 4.5526e-07 | 0.015518 | 0.022022 | 0.00010882 | 0.052617 | 0.0085423 | 0.8504 | 8.1845
0.45 | 0.006247 | 6711.0045 | 1270.8554 | 301.8693 | 299.9998 | 293.8961 | 299.9507 | 293.8961 | 7.9732 | -1.2974 | -617.055 | 520.3008 | -0.28558 | 7.9411 | 0.042872 | 0.041546 | supercritical_liquid | bulk_cp | 6477.265 | 4530.6028 | 4203.6314 | 3.3805 | 0.08108 | -619.8073 | 522.6215 | -4.8797e-07 | 0.00095972 | 0.0005222 | -3.5745e-08 | 54.7351 | 331.5398 | 8.1909 | 86.3188 | 19.0285 | 363.9674 | 1.4345 | 0.0377 | 4.6458 | 77.7367 | 0.095358 | -0.0019436 | 0.093415 | 0.041155 | 0.015519 | 4.5185e-07 | 0.01552 | 0.022022 | 0.00012237 | 0.052281 | 0.0085898 | 0.85511 | 9.1678
0.5 | 0.006247 | 6692.774 | 1270.7215 | 301.8009 | 299.9414 | 293.8918 | 299.8927 | 293.8918 | 7.9091 | -1.2859 | -611.5731 | 515.6784 | -0.28558 | 7.8771 | 0.042891 | 0.041565 | supercritical_liquid | bulk_cp | 6462.5012 | 4502.2375 | 4183.2838 | 3.3645 | 0.08117 | -614.3115 | 517.9874 | -3.5631e-07 | 0.00068052 | 0.00031082 | -1.2605e-08 | 54.4814 | 330.3677 | 8.1909 | 86.3177 | 18.9094 | 363.9676 | 1.4396 | 0.0377 | 4.6459 | 77.6713 | 0.095253 | -0.0019161 | 0.093337 | 0.041091 | 0.015521 | 4.4847e-07 | 0.015521 | 0.022022 | 0.00013591 | 0.051954 | 0.0086367 | 0.85976 | 10.1424
0.55 | 0.006247 | 6674.786 | 1270.5886 | 301.7327 | 299.8833 | 293.8875 | 299.8351 | 293.8875 | 7.8452 | -1.2744 | -606.1191 | 511.0796 | -0.28558 | 7.8133 | 0.042909 | 0.041584 | supercritical_liquid | bulk_cp | 6447.9173 | 4474.5714 | 4163.3766 | 3.349 | 0.081259 | -608.8434 | 513.3768 | -4.634e-07 | 0.00040476 | 0.00010534 | 9.4132e-09 | 54.2322 | 329.2191 | 8.1909 | 86.3166 | 18.7932 | 363.9679 | 1.4446 | 0.0377 | 4.6459 | 77.6069 | 0.095149 | -0.0018892 | 0.093259 | 0.041027 | 0.015523 | 4.451e-07 | 0.015523 | 0.022022 | 0.00014943 | 0.051634 | 0.0086829 | 0.86434 | 11.1083
0.6 | 0.006247 | 6657.0367 | 1270.4566 | 301.6647 | 299.8255 | 293.8832 | 299.7777 | 293.8832 | 7.7815 | -1.263 | -600.6935 | 506.5048 | -0.28558 | 7.7497 | 0.042928 | 0.041603 | supercritical_liquid | bulk_cp | 6433.5111 | 4447.5823 | 4143.8976 | 3.3338 | 0.081348 | -603.4035 | 508.7898 | -4.1561e-07 | 0.00013277 | -9.4346e-05 | 3.035e-08 | 53.9875 | 328.0933 | 8.1909 | 86.3155 | 18.6798 | 363.9681 | 1.4496 | 0.0377 | 4.646 | 77.5435 | 0.095046 | -0.0018626 | 0.093183 | 0.040965 | 0.015524 | 4.4175e-07 | 0.015525 | 0.022022 | 0.00016295 | 0.051323 | 0.0087284 | 0.86885 | 12.0656
0.65 | 0.006247 | 6639.5229 | 1270.3257 | 301.5968 | 299.7681 | 293.8789 | 299.7207 | 293.8789 | 7.7179 | -1.2517 | -595.2967 | 501.9542 | -0.28558 | 7.6862 | 0.042946 | 0.041621 | supercritical_liquid | bulk_cp | 6419.2805 | 4421.2485 | 4124.8348 | 3.3189 | 0.081437 | -597.9922 | 504.227 | 4.3827e-07 | -0.00013486 | -0.00028824 | 5.0244e-08 | 53.7471 | 326.9897 | 8.1909 | 86.3145 | 18.5692 | 363.9683 | 1.4545 | 0.0377 | 4.646 | 77.481 | 0.094945 | -0.0018365 | 0.093108 | 0.040904 | 0.015526 | 4.3843e-07 | 0.015526 | 0.022022 | 0.00017645 | 0.051019 | 0.0087733 | 0.8733 | 13.0143
0.7 | 0.006247 | 6622.241 | 1270.1956 | 301.5292 | 299.7109 | 293.8747 | 299.6639 | 293.8747 | 7.6545 | -1.2404 | -589.929 | 497.4281 | -0.28558 | 7.6229 | 0.042964 | 0.04164 | supercritical_liquid | bulk_cp | 6405.2235 | 4395.5494 | 4106.1767 | 3.3044 | 0.081526 | -592.6098 | 499.6886 | 6.1621e-07 | -0.0003997 | -0.00047691 | 6.9134e-08 | 53.511 | 325.9077 | 8.1909 | 86.3134 | 18.4613 | 363.9686 | 1.4593 | 0.0377 | 4.6461 | 77.4194 | 0.094845 | -0.0018108 | 0.093034 | 0.040843 | 0.015527 | 4.3512e-07 | 0.015528 | 0.022022 | 0.00018994 | 0.050722 | 0.0088176 | 0.87769 | 13.9545
0.75 | 0.006247 | 6605.1877 | 1270.0666 | 301.4619 | 299.6541 | 293.8705 | 299.6075 | 293.8705 | 7.5914 | -1.2292 | -584.5908 | 492.927 | -0.28558 | 7.5598 | 0.042982 | 0.041658 | supercritical_liquid | bulk_cp | 6391.3381 | 4370.4649 | 4087.9121 | 3.2902 | 0.081614 | -587.2568 | 495.1749 | 5.4726e-07 | -0.00066137 | -0.00066041 | 8.7055e-08 | 53.279 | 324.8469 | 8.1909 | 86.3124 | 18.356 | 363.9688 | 1.4641 | 0.0377 | 4.6462 | 77.3586 | 0.094747 | -0.0017855 | 0.092962 | 0.040783 | 0.015529 | 4.3183e-07 | 0.015529 | 0.022022 | 0.00020343 | 0.050433 | 0.0088613 | 0.88202 | 14.8863
0.8 | 0.006247 | 6588.3597 | 1269.9385 | 301.3947 | 299.5975 | 293.8663 | 299.5514 | 293.8663 | 7.5284 | -1.218 | -579.2825 | 488.451 | -0.28558 | 7.4969 | 0.043 | 0.041676 | supercritical_liquid | bulk_cp | 6377.6221 | 4345.9758 | 4070.0303 | 3.2763 | 0.081703 | -581.9335 | 490.6863 | 3.859e-07 | -0.00091977 | -0.00083887 | 1.0404e-07 | 53.0511 | 323.8066 | 8.1909 | 86.3113 | 18.2531 | 363.9691 | 1.4688 | 0.0377 | 4.6462 | 77.2988 | 0.094651 | -0.0017606 | 0.09289 | 0.040724 | 0.01553 | 4.2856e-07 | 0.015531 | 0.022022 | 0.0002169 | 0.05015 | 0.0089043 | 0.88628 | 15.8096
0.85 | 0.006247 | 6571.7538 | 1269.8114 | 301.3278 | 299.5413 | 293.8622 | 299.4956 | 293.8622 | 7.4656 | -1.2069 | -574.0044 | 484.0005 | -0.28558 | 7.4343 | 0.043018 | 0.041694 | supercritical_liquid | bulk_cp | 6364.0736 | 4322.0636 | 4052.5209 | 3.2627 | 0.08179 | -576.6402 | 486.223 | 5.0133e-07 | -0.0011746 | -0.0010124 | 1.2013e-07 | 52.8272 | 322.7863 | 8.1909 | 86.3103 | 18.1527 | 363.9693 | 1.4734 | 0.0377 | 4.6463 | 77.2398 | 0.094555 | -0.0017361 | 0.092819 | 0.040666 | 0.015532 | 4.2531e-07 | 0.015532 | 0.022022 | 0.00023036 | 0.049874 | 0.0089467 | 0.89049 | 16.7245
0.9 | 0.006247 | 6555.3668 | 1269.6852 | 301.2611 | 299.4855 | 293.8581 | 299.4402 | 293.8581 | 7.403 | -1.1959 | -568.7567 | 479.5757 | -0.28558 | 7.3718 | 0.043035 | 0.041712 | supercritical_liquid | bulk_cp | 6350.6906 | 4298.7105 | 4035.3739 | 3.2494 | 0.081878 | -571.3772 | 481.7852 | 6.1423e-07 | -0.0014262 | -0.0011811 | 1.3536e-07 | 52.6071 | 321.7855 | 8.1909 | 86.3092 | 18.0546 | 363.9695 | 1.478 | 0.0377 | 4.6463 | 77.1817 | 0.094462 | -0.001712 | 0.09275 | 0.040608 | 0.015534 | 4.2208e-07 | 0.015534 | 0.022022 | 0.00024381 | 0.049605 | 0.0089886 | 0.89463 | 17.6311
0.95 | 0.006247 | 6539.1954 | 1269.5599 | 301.1947 | 299.4299 | 293.854 | 299.3851 | 293.854 | 7.3407 | -1.1849 | -563.5399 | 475.1768 | -0.28558 | 7.3096 | 0.043052 | 0.041729 | supercritical_liquid | bulk_cp | 6337.4711 | 4275.8993 | 4018.5794 | 3.2365 | 0.081965 | -566.1448 | 477.3733 | 3.5518e-07 | -0.0016749 | -0.0013453 | 1.4975e-07 | 52.3909 | 320.8038 | 8.1909 | 86.3082 | 17.9588 | 363.9698 | 1.4825 | 0.0377 | 4.6464 | 77.1244 | 0.094369 | -0.0016882 | 0.092681 | 0.040552 | 0.015535 | 4.1887e-07 | 0.015535 | 0.022022 | 0.00025726 | 0.049341 | 0.0090298 | 0.89872 | 18.5294
1 | 0.006247 | 6523.2366 | 1269.4356 | 301.1286 | 299.3747 | 293.85 | 299.3303 | 293.85 | 7.2786 | [5 empty] | 0.04307 | 0.041747 | supercritical_liquid | bulk_cp | 6324.413 | 4253.6135 | 4002.1281 | 3.2238 | 0.082052 | -560.9434 | 472.9875 | 4.0812e-07 | -0.0019201 | -0.001505 | 1.6333e-07 | 52.1784 | 319.8407 | 8.1909 | 86.3072 | 17.8652 | 363.97 | 1.487 | 0.0377 | 4.6464 | 77.068 | 0.094278 | -0.0016649 | 0.092613 | 0.040496 | 0 | 0 | 0 | 0.022022 | 0.00027069 | 0.049084 | 0.0090705 | 0.90275 | 19.4195

## May24_8
pos | roughness | Re_CO2 | Re_H2O | CO2b | CO2w | H2Ob | H2Ow | H2Ob_at_pos | dT_bulk | Q | q_CO2 | q_H2O | Q_leak | lmtd | CO2_heat_friction_factor | CO2_hydraulic_friction_factor | CO2_phase_bulk | CO2_Pr_branch | CO2_Re_film | CO2_Cp_bulk_J_kgK | CO2_Cp_integrated_J_kgK | CO2_Pr_used | CO2_k_film_W_mK | CO2_node_heat_flux_W_m2 | H2O_node_heat_flux_W_m2 | CO2_correlation_wall_flux_residual_W_m2 | CO2_final_wall_flux_residual_W_m2 | H2O_final_wall_flux_residual_W_m2 | wall_conduction_residual_K | Nu_CO2 | htc_CO2 | Nu_H2O | htc_H2O | CO2_mCp | H2O_mCp | r_CO2 | r_cond | r_H2O | U | CO2_visc | CO2_acc | CO2_tot | Ve_CO2 | H2O_visc | H2O_acc | H2O_tot | Ve_H2O | CO2_dp_cumulative_psi | C | NTU | effectiveness | overall effectiveness
0 | 9.5366e-05 | 9131.2767 | 1273.8064 | 306.6529 | 305.3196 | 293.9919 | 305.2284 | 293.9919 | 12.661 | -2.4137 | -1147.9188 | 967.9251 | -0.28558 | 12.6399 | 0.033014 | 0.03178 | supercritical | bulk_cp | 8539.9899 | 11449.4814 | 8942.6274 | 6.5475 | 0.076986 | -1150.6064 | 970.1913 | -8.704e-08 | 0.00045812 | 0.00017746 | -2.4229e-08 | 150.053 | 863.0018 | 8.1909 | 86.3429 | 49.2328 | 363.962 | 0.55109 | 0.0377 | 4.6445 | 90.8783 | 0 | 0 | 0 | 0.050509 | 0.015484 | 7.7402e-07 | 0.015484 | 0.022022 | 0 | 0.13527 | 0.0038812 | 0.38727 | 0
0.05 | 9.5366e-05 | 9079.2501 | 1273.5779 | 306.6033 | 305.2596 | 293.9845 | 305.1688 | 293.9845 | 12.6188 | -2.4023 | -1142.511 | 963.3653 | -0.28558 | 12.5972 | 0.033059 | 0.031828 | supercritical | bulk_cp | 8499.6615 | 11181.3799 | 8776.2516 | 6.4433 | 0.076929 | -1145.2359 | 965.6629 | -1.1524e-07 | 0.00038819 | 0.00013831 | -1.7867e-08 | 148.3015 | 852.3021 | 8.1909 | 86.341 | 48.0799 | 363.9624 | 0.55801 | 0.0377 | 4.6446 | 90.7566 | 0.091488 | -0.0061881 | 0.0853 | 0.050306 | 0.015486 | 7.7048e-07 | 0.015487 | 0.022022 | 1.2372e-05 | 0.1321 | 0.003969 | 0.39601 | 0.94875
0.1 | 9.5366e-05 | 9027.8349 | 1273.3503 | 306.5527 | 305.1988 | 293.9771 | 305.1085 | 293.9771 | 12.5756 | -2.3908 | -1137.0294 | 958.7431 | -0.28558 | 12.5535 | 0.033103 | 0.031876 | supercritical | bulk_cp | 8459.7274 | 10922.3617 | 8615.0369 | 6.3416 | 0.076878 | -1139.791 | 961.0717 | -2.6258e-07 | 0.00032192 | 0.00010022 | -1.1664e-08 | 146.5819 | 841.8609 | 8.1909 | 86.3392 | 46.9662 | 363.9628 | 0.56493 | 0.0377 | 4.6447 | 90.6351 | 0.091261 | -0.0060998 | 0.085161 | 0.050107 | 0.015489 | 7.669e-07 | 0.01549 | 0.022022 | 2.4723e-05 | 0.12904 | 0.0040577 | 0.40484 | 1.893
0.15 | 9.5366e-05 | 8977.0313 | 1273.1238 | 306.5012 | 305.1374 | 293.9698 | 305.0475 | 293.9698 | 12.5315 | -2.3791 | -1131.4751 | 954.0598 | -0.28558 | 12.5089 | 0.033147 | 0.031924 | supercritical | bulk_cp | 8420.1881 | 10672.1897 | 8458.8446 | 6.2424 | 0.076833 | -1134.2728 | 956.4188 | -2.6904e-07 | 0.00025313 | 6.2572e-05 | -5.6832e-09 | 144.894 | 831.6753 | 8.1909 | 86.3373 | 45.8904 | 363.9632 | 0.57185 | 0.0377 | 4.6448 | 90.5141 | 0.091037 | -0.0060121 | 0.085025 | 0.04991 | 0.015492 | 7.6328e-07 | 0.015493 | 0.022022 | 3.7055e-05 | 0.12609 | 0.0041472 | 0.41376 | 2.8328
0.2 | 9.5366e-05 | 8926.8391 | 1272.8983 | 306.4488 | 305.0753 | 293.9625 | 304.9858 | 293.9625 | 12.4863 | -2.3673 | -1125.8495 | 949.3163 | -0.28558 | 12.4633 | 0.033191 | 0.031971 | supercritical | bulk_cp | 8381.0442 | 10430.6279 | 8307.5369 | 6.1456 | 0.076793 | -1128.6826 | 951.7052 | -2.5071e-07 | 0.00018133 | 2.5305e-05 | 6.9598e-11 | 143.2378 | 821.7418 | 8.1909 | 86.3355 | 44.8517 | 363.9636 | 0.57876 | 0.0377 | 4.6449 | 90.3935 | 0.090816 | -0.0059252 | 0.084891 | 0.049716 | 0.015495 | 7.5962e-07 | 0.015495 | 0.022022 | 4.9368e-05 | 0.12323 | 0.0042376 | 0.42276 | 3.7679
0.25 | 9.5366e-05 | 8877.2576 | 1272.6737 | 306.3954 | 305.0125 | 293.9552 | 304.9235 | 293.9552 | 12.4402 | -2.3553 | -1120.154 | 944.5139 | -0.28558 | 12.4167 | 0.033235 | 0.032018 | supercritical | bulk_cp | 8342.2959 | 10197.4409 | 8160.9768 | 6.0512 | 0.076759 | -1123.0218 | 946.932 | -4.1859e-07 | 0.00011146 | -1.105e-05 | 5.6402e-09 | 141.6132 | 812.0571 | 8.1909 | 86.3337 | 43.849 | 363.964 | 0.58566 | 0.0377 | 4.645 | 90.2733 | 0.0906 | -0.005839 | 0.084761 | 0.049525 | 0.015497 | 7.5593e-07 | 0.015498 | 0.022022 | 6.1661e-05 | 0.12048 | 0.0043288 | 0.43183 | 4.6985
0.3 | 9.5366e-05 | 8828.2859 | 1272.4502 | 306.3411 | 304.949 | 293.9479 | 304.8605 | 293.9479 | 12.3932 | -2.3432 | -1114.39 | 939.6537 | -0.28558 | 12.3691 | 0.033278 | 0.032066 | supercritical | bulk_cp | 8303.9437 | 9972.3929 | 8019.0283 | 5.9593 | 0.076729 | -1117.2918 | 942.1004 | -2.8562e-07 | 3.9701e-05 | -4.6901e-05 | 1.0989e-08 | 140.0201 | 802.6174 | 8.1909 | 86.3318 | 42.8813 | 363.9645 | 0.59255 | 0.0377 | 4.6451 | 90.1538 | 0.090386 | -0.0057536 | 0.084633 | 0.049337 | 0.0155 | 7.5219e-07 | 0.015501 | 0.022022 | 7.3936e-05 | 0.11782 | 0.0044206 | 0.44097 | 5.6243
0.35 | 9.5366e-05 | 8779.9225 | 1272.2278 | 306.2858 | 304.885 | 293.9407 | 304.7968 | 293.9407 | 12.3451 | -2.3309 | -1108.559 | 934.7369 | -0.28558 | 12.3206 | 0.033322 | 0.032112 | supercritical | bulk_cp | 8265.9876 | 9755.2482 | 7881.5568 | 5.8697 | 0.076706 | -1111.4939 | 937.2117 | -4.2985e-07 | -2.6987e-05 | -8.1479e-05 | 1.6184e-08 | 138.4584 | 793.4189 | 8.1909 | 86.33 | 41.9476 | 363.9649 | 0.59942 | 0.0377 | 4.6452 | 90.0349 | 0.090176 | -0.0056689 | 0.084507 | 0.049151 | 0.015503 | 7.4842e-07 | 0.015503 | 0.022022 | 8.6193e-05 | 0.11525 | 0.004513 | 0.45017 | 6.5453
0.4 | 9.5366e-05 | 8732.1656 | 1272.0064 | 306.2297 | 304.8203 | 293.9335 | 304.7326 | 293.9335 | 12.2962 | -2.3185 | -1102.6625 | 929.765 | -0.28558 | 12.2712 | 0.033365 | 0.032159 | supercritical | bulk_cp | 8228.4279 | 9545.7706 | 7748.4291 | 5.7826 | 0.076687 | -1105.6299 | 932.2671 | 4.7819e-07 | -9.6733e-05 | -0.00011566 | 2.1135e-08 | 136.9277 | 784.4575 | 8.1909 | 86.3282 | 41.0468 | 363.9653 | 0.60627 | 0.0377 | 4.6453 | 89.9167 | 0.08997 | -0.0055851 | 0.084385 | 0.048968 | 0.015505 | 7.4461e-07 | 0.015506 | 0.022022 | 9.8432e-05 | 0.11278 | 0.004606 | 0.45942 | 7.4615
0.45 | 9.5366e-05 | 8685.0133 | 1271.7861 | 306.1726 | 304.7549 | 293.9264 | 304.6678 | 293.9264 | 12.2462 | -2.306 | -1096.7021 | 924.7392 | -0.28558 | 12.2208 | 0.033408 | 0.032205 | supercritical | bulk_cp | 8191.2644 | 9343.7241 | 7619.5136 | 5.6977 | 0.076674 | -1099.7011 | 927.268 | 3.8622e-07 | -0.00016745 | -0.00014923 | 2.5881e-08 | 135.4279 | 775.7292 | 8.1909 | 86.3264 | 40.178 | 363.9657 | 0.61309 | 0.0377 | 4.6454 | 89.7992 | 0.089767 | -0.0055021 | 0.084265 | 0.048788 | 0.015508 | 7.4077e-07 | 0.015509 | 0.022022 | 0.00011065 | 0.11039 | 0.0046995 | 0.46872 | 8.3729
0.5 | 9.5366e-05 | 8638.463 | 1271.5668 | 306.1146 | 304.689 | 293.9192 | 304.6023 | 293.9192 | 12.1953 | -2.2933 | -1090.6795 | 919.661 | -0.28558 | 12.1694 | 0.033451 | 0.032251 | supercritical | bulk_cp | 8154.497 | 9148.8731 | 7494.6808 | 5.6151 | 0.076665 | -1093.7093 | 922.2156 | 6.9488e-07 | -0.00023775 | -0.00018206 | 3.0428e-08 | 133.9586 | 767.2293 | 8.1909 | 86.3246 | 39.3402 | 363.9661 | 0.61988 | 0.0377 | 4.6455 | 89.6826 | 0.089567 | -0.00542 | 0.084147 | 0.048611 | 0.015511 | 7.3689e-07 | 0.015511 | 0.022022 | 0.00012286 | 0.10809 | 0.0047933 | 0.47806 | 9.2793
0.55 | 9.5366e-05 | 8592.5119 | 1271.3486 | 306.0557 | 304.6226 | 293.9121 | 304.5364 | 293.9121 | 12.1435 | -2.2805 | -1084.5963 | 914.5316 | -0.28558 | 12.1171 | 0.033494 | 0.032297 | supercritical | bulk_cp | 8118.1255 | 8960.9832 | 7373.8031 | 5.5348 | 0.076662 | -1087.656 | 917.1116 | 5.1698e-07 | -0.00030863 | -0.00021423 | 3.4772e-08 | 132.5196 | 758.9535 | 8.1909 | 86.3228 | 38.5322 | 363.9665 | 0.62664 | 0.0377 | 4.6456 | 89.5668 | 0.08937 | -0.0053387 | 0.084032 | 0.048436 | 0.015513 | 7.3299e-07 | 0.015514 | 0.022022 | 0.00013505 | 0.10587 | 0.0048875 | 0.48743 | 10.1807
0.6 | 9.5366e-05 | 8547.1572 | 1271.1316 | 305.9959 | 304.5555 | 293.9051 | 304.4698 | 293.9051 | 12.0908 | -2.2676 | -1078.4543 | 909.3527 | -0.28558 | 12.0639 | 0.033536 | 0.032343 | supercritical | bulk_cp | 8082.1493 | 8779.8219 | 7256.7551 | 5.4567 | 0.076663 | -1081.5431 | 911.9571 | 7.0777e-07 | -0.00037889 | -0.00024565 | 3.8922e-08 | 131.1104 | 750.8971 | 8.1909 | 86.3211 | 37.7532 | 363.9669 | 0.63337 | 0.0377 | 4.6457 | 89.4519 | 0.089177 | -0.0052583 | 0.083919 | 0.048264 | 0.015516 | 7.2905e-07 | 0.015517 | 0.022022 | 0.00014722 | 0.10373 | 0.004982 | 0.49683 | 11.0772
0.65 | 9.5366e-05 | 8502.3953 | 1270.9156 | 305.9352 | 304.488 | 293.8981 | 304.4027 | 293.8981 | 12.0371 | -2.2546 | -1072.2552 | 904.1256 | -0.28558 | 12.0098 | 0.033579 | 0.032388 | supercritical | bulk_cp | 8046.5679 | 8605.1589 | 7143.4142 | 5.3807 | 0.076669 | -1075.3722 | 906.7538 | 4.5292e-07 | -0.00044975 | -0.00027644 | 4.2874e-08 | 129.7308 | 743.0553 | 8.1909 | 86.3193 | 37.0022 | 363.9673 | 0.64005 | 0.0377 | 4.6458 | 89.338 | 0.088987 | -0.0051788 | 0.083808 | 0.048095 | 0.015519 | 7.2508e-07 | 0.015519 | 0.022022 | 0.00015937 | 0.10166 | 0.0050766 | 0.50624 | 11.9685
0.7 | 9.5366e-05 | 8458.2228 | 1270.7007 | 305.8737 | 304.4199 | 293.8911 | 304.3351 | 293.8911 | 11.9826 | -2.2414 | -1066.0008 | 898.8519 | -0.28558 | 11.9548 | 0.033621 | 0.032433 | supercritical | bulk_cp | 8011.3806 | 8436.767 | 7033.6603 | 5.3069 | 0.07668 | -1069.1451 | 901.5031 | 5.6376e-07 | -0.00052028 | -0.00030653 | 4.6634e-08 | 128.3802 | 735.4233 | 8.1909 | 86.3175 | 36.2781 | 363.9677 | 0.64669 | 0.0377 | 4.6459 | 89.2251 | 0.0888 | -0.0051003 | 0.0837 | 0.047928 | 0.015521 | 7.2108e-07 | 0.015522 | 0.022022 | 0.00017151 | 0.099674 | 0.0051714 | 0.51567 | 12.8547
0.75 | 9.5366e-05 | 8414.6359 | 1270.487 | 305.8113 | 304.3513 | 293.8842 | 304.267 | 293.8842 | 11.9271 | -2.2281 | -1059.6929 | 893.5331 | -0.28558 | 11.8989 | 0.033663 | 0.032478 | supercritical | bulk_cp | 7976.5865 | 8274.4226 | 6927.3758 | 5.2351 | 0.076696 | -1062.8635 | 896.2065 | 6.8183e-07 | -0.00059083 | -0.00033596 | 5.0203e-08 | 127.0582 | 727.9962 | 8.1909 | 86.3158 | 35.58 | 363.968 | 0.65329 | 0.0377 | 4.646 | 89.1132 | 0.088617 | -0.0050226 | 0.083594 | 0.047763 | 0.015524 | 7.1705e-07 | 0.015525 | 0.022022 | 0.00018364 | 0.097756 | 0.0052662 | 0.5251 | 13.7358
0.8 | 9.5366e-05 | 8371.6303 | 1270.2744 | 305.7481 | 304.2822 | 293.8773 | 304.1985 | 293.8773 | 11.8708 | -2.2148 | -1053.3333 | 888.1706 | -0.28558 | 11.8422 | 0.033705 | 0.032522 | supercritical | bulk_cp | 7942.1845 | 8117.9065 | 6824.4463 | 5.1653 | 0.076715 | -1056.5294 | 890.8656 | 8.0669e-07 | -0.00066143 | -0.00036475 | 5.3588e-08 | 125.7644 | 720.769 | 8.1909 | 86.3141 | 34.907 | 363.9684 | 0.65984 | 0.0377 | 4.6461 | 89.0024 | 0.088436 | -0.0049459 | 0.08349 | 0.047601 | 0.015526 | 7.1299e-07 | 0.015527 | 0.022022 | 0.00019575 | 0.095907 | 0.0053611 | 0.53454 | 14.6116
0.85 | 9.5366e-05 | 8329.2019 | 1270.063 | 305.684 | 304.2127 | 293.8704 | 304.1294 | 293.8704 | 11.8136 | -2.2013 | -1046.9238 | 882.7662 | -0.28558 | 11.7846 | 0.033746 | 0.032567 | supercritical | bulk_cp | 7908.1734 | 7967.004 | 6724.7603 | 5.0975 | 0.076739 | -1050.1444 | 885.4818 | 4.6279e-07 | -0.00073254 | -0.00039297 | 5.679e-08 | 124.4984 | 713.7369 | 8.1909 | 86.3123 | 34.2581 | 363.9688 | 0.66634 | 0.0377 | 4.6462 | 88.8927 | 0.088258 | -0.0048702 | 0.083388 | 0.047442 | 0.015529 | 7.0891e-07 | 0.01553 | 0.022022 | 0.00020784 | 0.094124 | 0.0054559 | 0.54397 | 15.4822
0.9 | 9.5366e-05 | 8287.3461 | 1269.8527 | 305.6191 | 304.1427 | 293.8636 | 304.0599 | 293.8636 | 11.7556 | -2.1877 | -1040.4664 | 877.3213 | -0.28558 | 11.7261 | 0.033787 | 0.032611 | supercritical | bulk_cp | 7874.552 | 7821.5055 | 6628.2091 | 5.0316 | 0.076768 | -1043.7106 | 880.0568 | 5.3003e-07 | -0.00080326 | -0.00042054 | 5.9814e-08 | 123.2595 | 706.8948 | 8.1909 | 86.3106 | 33.6325 | 363.9692 | 0.67279 | 0.0377 | 4.6462 | 88.7842 | 0.088084 | -0.0047954 | 0.083288 | 0.047285 | 0.015531 | 7.048e-07 | 0.015532 | 0.022022 | 0.00021992 | 0.092405 | 0.0055506 | 0.55338 | 16.3475
0.95 | 9.5366e-05 | 8246.0583 | 1269.6435 | 305.5535 | 304.0723 | 293.8568 | 303.99 | 293.8568 | 11.6967 | -2.174 | -1033.9629 | 871.8375 | -0.28558 | 11.6669 | 0.033828 | 0.032654 | supercritical | bulk_cp | 7841.3187 | 7681.2071 | 6534.6873 | 4.9676 | 0.0768 | -1037.2297 | 874.5921 | 5.9978e-07 | -0.000874 | -0.00044751 | 6.2665e-08 | 122.0474 | 700.2378 | 8.1909 | 86.3089 | 33.0292 | 363.9696 | 0.67919 | 0.0377 | 4.6463 | 88.6767 | 0.087912 | -0.0047215 | 0.08319 | 0.047131 | 0.015534 | 7.0067e-07 | 0.015535 | 0.022022 | 0.00023199 | 0.090747 | 0.0056452 | 0.56278 | 17.2074
1 | 9.5366e-05 | 8205.3335 | 1269.4356 | 305.4871 | 304.0014 | 293.85 | 303.9197 | 293.85 | 11.6371 | [5 empty] | 0.033869 | 0.032697 | supercritical | bulk_cp | 7808.472 | 7545.9105 | 6444.0924 | 4.9054 | 0.076836 | -1030.7037 | 869.0893 | 6.7193e-07 | -0.00094477 | -0.00047391 | 6.5347e-08 | 120.8615 | 693.761 | 8.1909 | 86.3072 | 32.4474 | 363.97 | 0.68553 | 0.0377 | 4.6464 | 88.5705 | 0.087743 | -0.0046486 | 0.083095 | 0.046978 | 0 | 0 | 0 | 0.022022 | 0.00024404 | 0.089149 | 0.0057395 | 0.57216 | 18.062

## May27_8
pos | roughness | Re_CO2 | Re_H2O | CO2b | CO2w | H2Ob | H2Ow | H2Ob_at_pos | dT_bulk | Q | q_CO2 | q_H2O | Q_leak | lmtd | CO2_heat_friction_factor | CO2_hydraulic_friction_factor | CO2_phase_bulk | CO2_Pr_branch | CO2_Re_film | CO2_Cp_bulk_J_kgK | CO2_Cp_integrated_J_kgK | CO2_Pr_used | CO2_k_film_W_mK | CO2_node_heat_flux_W_m2 | H2O_node_heat_flux_W_m2 | CO2_correlation_wall_flux_residual_W_m2 | CO2_final_wall_flux_residual_W_m2 | H2O_final_wall_flux_residual_W_m2 | wall_conduction_residual_K | Nu_CO2 | htc_CO2 | Nu_H2O | htc_H2O | CO2_mCp | H2O_mCp | r_CO2 | r_cond | r_H2O | U | CO2_visc | CO2_acc | CO2_tot | Ve_CO2 | H2O_visc | H2O_acc | H2O_tot | Ve_H2O | CO2_dp_cumulative_psi | C | NTU | effectiveness | overall effectiveness
0 | 0.017717 | 11230.1818 | 1274.6274 | 308.0662 | 307.3576 | 294.0186 | 307.2502 | 294.0186 | 14.0476 | -2.8463 | -1353.6807 | 1141.4235 | -0.28558 | 14.0387 | 0.051073 | 0.049939 | supercritical | bulk_cp | 10384.2557 | 25338.9118 | 19458.8273 | 10.7109 | 0.082703 | -1355.01 | 1142.5444 | 3.6788e-06 | 0.0001311 | -4.5379e-05 | 1.0955e-08 | 309.5071 | 1912.254 | 8.1909 | 86.3496 | 108.9573 | 363.9605 | 0.24871 | 0.0377 | 4.6441 | 96.4584 | 0 | 0 | 0 | 0.0592 | 0.015474 | 8.9922e-07 | 0.015475 | 0.022022 | 0 | 0.29937 | 0.0018614 | 0.18592 | 0
0.05 | 0.017717 | 11157.4657 | 1274.3622 | 308.0398 | 307.3232 | 294.01 | 307.216 | 294.01 | 14.0299 | -2.8406 | -1350.9856 | 1139.1511 | -0.28558 | 14.0208 | 0.051098 | 0.04996 | supercritical | bulk_cp | 10324.1105 | 24880.9784 | 19019.8907 | 10.613 | 0.082427 | -1352.3523 | 1140.3034 | 5.4286e-06 | 8.4625e-05 | -6.4488e-05 | 1.4411e-08 | 306.4382 | 1886.9914 | 8.1909 | 86.3474 | 106.9882 | 363.961 | 0.25204 | 0.0377 | 4.6443 | 96.391 | 0.16829 | -0.0097797 | 0.15851 | 0.05888 | 0.015477 | 8.9722e-07 | 0.015478 | 0.022022 | 2.299e-05 | 0.29396 | 0.0018944 | 0.18921 | 0.82678
0.1 | 0.017717 | 11085.0991 | 1274.0975 | 308.013 | 307.288 | 294.0014 | 307.181 | 294.0014 | 14.0116 | -2.8348 | -1348.2146 | 1136.8145 | -0.28558 | 14.0023 | 0.051123 | 0.049981 | supercritical | bulk_cp | 10264.5459 | 24400.5733 | 18585.1065 | 10.5054 | 0.082157 | -1349.62 | 1137.9996 | 3.7315e-06 | 3.2639e-05 | -8.4197e-05 | 1.7917e-08 | 303.2902 | 1861.4918 | 8.1909 | 86.3453 | 104.9225 | 363.9615 | 0.25549 | 0.0377 | 4.6444 | 96.3213 | 0.16746 | -0.0096848 | 0.15777 | 0.058563 | 0.01548 | 8.9518e-07 | 0.015481 | 0.022022 | 4.5873e-05 | 0.28828 | 0.0019303 | 0.19279 | 1.6519
0.15 | 0.017717 | 11013.0986 | 1273.8333 | 307.9857 | 307.2521 | 293.9928 | 307.1453 | 293.9928 | 13.9929 | -2.8288 | -1345.3646 | 1134.4114 | -0.28558 | 13.9833 | 0.051148 | 0.050003 | supercritical | bulk_cp | 10205.5206 | 23900.7447 | 18155.4371 | 10.3887 | 0.081894 | -1346.8102 | 1135.6304 | 3.9725e-06 | -1.943e-05 | -0.00010422 | 2.1462e-08 | 300.0707 | 1835.8145 | 8.1909 | 86.3431 | 102.7732 | 363.9619 | 0.25906 | 0.0377 | 4.6445 | 96.2494 | 0.16663 | -0.0095891 | 0.15704 | 0.058249 | 0.015483 | 8.9308e-07 | 0.015484 | 0.022022 | 6.8649e-05 | 0.28237 | 0.0019692 | 0.19667 | 2.4754
0.2 | 0.017717 | 10941.4807 | 1273.5697 | 307.9579 | 307.2154 | 293.9843 | 307.1089 | 293.9843 | 13.9737 | -2.8226 | -1342.4331 | 1131.9396 | -0.28558 | 13.9637 | 0.051173 | 0.050024 | supercritical | bulk_cp | 10146.9974 | 23384.8127 | 17731.7498 | 10.2638 | 0.081636 | -1343.9201 | 1133.1935 | 1.4609e-06 | -7.6294e-05 | -0.00012476 | 2.5041e-08 | 296.7882 | 1810.0207 | 8.1909 | 86.341 | 100.5547 | 363.9624 | 0.26276 | 0.0377 | 4.6446 | 96.1753 | 0.16581 | -0.0094927 | 0.15631 | 0.057938 | 0.015487 | 8.9094e-07 | 0.015487 | 0.022022 | 9.1321e-05 | 0.27628 | 0.0020111 | 0.20085 | 3.2971
0.25 | 0.017717 | 10870.2618 | 1273.3065 | 307.9295 | 307.1779 | 293.9757 | 307.0716 | 293.9757 | 13.9538 | -2.8163 | -1339.4179 | 1129.3972 | -0.28558 | 13.9436 | 0.051199 | 0.050046 | supercritical | bulk_cp | 10088.9442 | 22856.2778 | 17314.814 | 10.1317 | 0.081385 | -1340.9474 | 1130.6868 | -4.897e-06 | -0.00013883 | -0.00014576 | 2.8631e-08 | 293.4522 | 1784.1727 | 8.1909 | 86.3388 | 98.282 | 363.9629 | 0.26656 | 0.0377 | 4.6447 | 96.0991 | 0.165 | -0.0093956 | 0.1556 | 0.057631 | 0.01549 | 8.8876e-07 | 0.015491 | 0.022022 | 0.00011389 | 0.27003 | 0.0020559 | 0.20533 | 4.117
0.3 | 0.017717 | 10799.4579 | 1273.044 | 307.9005 | 307.1396 | 293.9672 | 307.0336 | 293.9672 | 13.9333 | -2.8098 | -1336.3168 | 1126.7823 | -0.28558 | 13.9228 | 0.051224 | 0.050068 | supercritical | bulk_cp | 10031.3345 | 22318.7201 | 16905.2983 | 9.9933 | 0.081141 | -1337.8897 | 1128.1086 | -2.8883e-06 | -0.00019502 | -0.00016666 | 3.2231e-08 | 290.0727 | 1758.3328 | 8.1909 | 86.3367 | 95.9705 | 363.9634 | 0.27048 | 0.0377 | 4.6448 | 96.0208 | 0.16419 | -0.0092978 | 0.1549 | 0.057327 | 0.015493 | 8.8652e-07 | 0.015494 | 0.022022 | 0.00013635 | 0.26368 | 0.0021037 | 0.21009 | 4.9351
0.35 | 0.017717 | 10729.0848 | 1272.782 | 307.8709 | 307.1005 | 293.9587 | 306.9947 | 293.9587 | 13.9122 | -2.8031 | -1333.1281 | 1124.0936 | -0.28558 | 13.9013 | 0.051249 | 0.05009 | supercritical | bulk_cp | 9974.147 | 21775.6964 | 16503.7708 | 9.8499 | 0.080903 | -1334.7452 | 1125.4571 | -4.3994e-06 | -0.00025702 | -0.00018798 | 3.5826e-08 | 286.6604 | 1732.563 | 8.1909 | 86.3345 | 93.6355 | 363.9638 | 0.2745 | 0.0377 | 4.645 | 95.9407 | 0.1634 | -0.0091994 | 0.1542 | 0.057026 | 0.015496 | 8.8423e-07 | 0.015497 | 0.022022 | 0.00015872 | 0.25727 | 0.0021544 | 0.21515 | 5.7512
0.4 | 0.017717 | 10659.1578 | 1272.5206 | 307.8406 | 307.0605 | 293.9502 | 306.955 | 293.9502 | 13.8904 | -2.7962 | -1329.8504 | 1121.3299 | -0.28558 | 13.8791 | 0.051275 | 0.050112 | supercritical | bulk_cp | 9917.3665 | 21230.6409 | 16110.6985 | 9.7023 | 0.080673 | -1331.5124 | 1122.7312 | -2.9984e-06 | -0.00031675 | -0.00020929 | 3.9413e-08 | 283.2256 | 1706.9234 | 8.1909 | 86.3324 | 91.2917 | 363.9643 | 0.27863 | 0.0377 | 4.6451 | 95.8587 | 0.16262 | -0.0091005 | 0.15352 | 0.056728 | 0.015499 | 8.819e-07 | 0.0155 | 0.022022 | 0.00018099 | 0.25083 | 0.0022078 | 0.22048 | 6.5655
0.45 | 0.017717 | 10589.692 | 1272.2598 | 307.8095 | 307.0196 | 293.9417 | 306.9144 | 293.9417 | 13.8678 | -2.7891 | -1326.4827 | 1118.4902 | -0.28558 | 13.8561 | 0.0513 | 0.050134 | supercritical | bulk_cp | 9860.9829 | 20686.774 | 15726.4511 | 9.5517 | 0.080449 | -1328.19 | 1119.9298 | -3.7227e-06 | -0.00038093 | -0.00023084 | 4.2965e-08 | 279.7789 | 1681.4713 | 8.1909 | 86.3303 | 88.9531 | 363.9648 | 0.28284 | 0.0377 | 4.6452 | 95.7751 | 0.16184 | -0.0090009 | 0.15284 | 0.056433 | 0.015502 | 8.7951e-07 | 0.015503 | 0.022022 | 0.00020315 | 0.2444 | 0.0022639 | 0.22607 | 7.3777
0.5 | 0.017717 | 10520.7016 | 1271.9996 | 307.7778 | 306.9779 | 293.9333 | 306.8729 | 293.9333 | 13.8445 | -2.7818 | -1323.0241 | 1115.5739 | -0.28558 | 13.8324 | 0.051326 | 0.050157 | supercritical | bulk_cp | 9804.9907 | 20147.0254 | 15351.3041 | 9.3992 | 0.080231 | -1324.777 | 1117.052 | -2.2548e-06 | -0.00045138 | -0.00025276 | 4.6452e-08 | 276.3303 | 1656.2597 | 8.1909 | 86.3282 | 86.6322 | 363.9653 | 0.28715 | 0.0377 | 4.6453 | 95.6899 | 0.16108 | -0.0089009 | 0.15217 | 0.056142 | 0.015505 | 8.7706e-07 | 0.015506 | 0.022022 | 0.00022522 | 0.23802 | 0.0023225 | 0.23191 | 8.1879
0.55 | 0.017717 | 10452.2007 | 1271.7401 | 307.7452 | 306.9353 | 293.9249 | 306.8306 | 293.9249 | 13.8204 | -2.7744 | -1319.4739 | 1112.5804 | -0.28558 | 13.8079 | 0.051352 | 0.050179 | supercritical | bulk_cp | 9749.3892 | 19613.9752 | 14985.4462 | 9.2455 | 0.080021 | -1321.2728 | 1114.0972 | -2.5742e-06 | -0.00051916 | -0.00027451 | 4.9925e-08 | 272.889 | 1631.3372 | 8.1909 | 86.326 | 84.3401 | 363.9658 | 0.29154 | 0.0377 | 4.6454 | 95.6034 | 0.16032 | -0.0088005 | 0.15152 | 0.055854 | 0.015509 | 8.7457e-07 | 0.015509 | 0.022022 | 0.0002472 | 0.23173 | 0.0023834 | 0.23799 | 8.9959
0.6 | 0.017717 | 10384.2028 | 1271.4812 | 307.7119 | 306.8918 | 293.9165 | 306.7873 | 293.9165 | 13.7954 | -2.7667 | -1315.8317 | 1109.5093 | -0.28558 | 13.7825 | 0.051377 | 0.050202 | supercritical | bulk_cp | 9694.1806 | 19089.8134 | 14628.9855 | 9.0917 | 0.079816 | -1317.6768 | 1111.0651 | -2.8775e-06 | -0.00058067 | -0.00029586 | 5.338e-08 | 269.4636 | 1606.7462 | 8.1909 | 86.3239 | 82.0862 | 363.9662 | 0.296 | 0.0377 | 4.6455 | 95.5155 | 0.15957 | -0.0086996 | 0.15087 | 0.055569 | 0.015512 | 8.7202e-07 | 0.015513 | 0.022022 | 0.00026908 | 0.22553 | 0.0024466 | 0.2443 | 9.8018
0.65 | 0.017717 | 10316.7208 | 1271.223 | 307.6777 | 306.8474 | 293.9081 | 306.7432 | 293.9081 | 13.7696 | -2.7589 | -1312.0973 | 1106.3604 | -0.28558 | 13.7563 | 0.051403 | 0.050224 | supercritical | bulk_cp | 9639.37 | 18576.3228 | 14281.9582 | 8.9384 | 0.079618 | -1313.9886 | 1107.9552 | -3.1559e-06 | -0.0006511 | -0.0003176 | 5.6739e-08 | 266.0613 | 1582.5225 | 8.1909 | 86.3218 | 79.8782 | 363.9667 | 0.30053 | 0.0377 | 4.6456 | 95.4265 | 0.15883 | -0.0085985 | 0.15023 | 0.055288 | 0.015515 | 8.6942e-07 | 0.015516 | 0.022022 | 0.00029087 | 0.21947 | 0.0025119 | 0.25081 | 10.6055
0.7 | 0.017717 | 10249.767 | 1270.9655 | 307.6427 | 306.8021 | 293.8997 | 306.6983 | 293.8997 | 13.743 | -2.7508 | -1308.2703 | 1103.1335 | -0.28558 | 13.7292 | 0.051429 | 0.050247 | supercritical | bulk_cp | 9584.9647 | 18074.8813 | 13944.3409 | 8.7862 | 0.079426 | -1310.208 | 1104.7674 | -1.7432e-06 | -0.00072276 | -0.00033931 | 6.0025e-08 | 262.6885 | 1558.6961 | 8.1909 | 86.3197 | 77.722 | 363.9672 | 0.30512 | 0.0377 | 4.6458 | 95.3365 | 0.1581 | -0.008497 | 0.1496 | 0.05501 | 0.015518 | 8.6677e-07 | 0.015519 | 0.022022 | 0.00031257 | 0.21354 | 0.0025792 | 0.25751 | 11.4069
0.75 | 0.017717 | 10183.3533 | 1270.7086 | 307.6068 | 306.7559 | 293.8914 | 306.6524 | 293.8914 | 13.7155 | -2.7426 | -1304.3506 | 1099.8285 | -0.28558 | 13.7012 | 0.051455 | 0.05027 | supercritical | bulk_cp | 9530.9728 | 17586.4832 | 13616.0576 | 8.6356 | 0.079241 | -1306.3348 | 1101.5015 | -1.8599e-06 | -0.00079517 | -0.00036092 | 6.325e-08 | 259.3505 | 1535.2898 | 8.1909 | 86.3176 | 75.6219 | 363.9676 | 0.30977 | 0.0377 | 4.6459 | 95.2455 | 0.15738 | -0.0083954 | 0.14898 | 0.054735 | 0.015521 | 8.6406e-07 | 0.015522 | 0.022022 | 0.00033418 | 0.20777 | 0.0026483 | 0.2644 | 12.2059
0.8 | 0.017717 | 10117.491 | 1270.4525 | 307.57 | 306.7089 | 293.883 | 306.6056 | 293.883 | 13.687 | -2.7341 | -1300.338 | 1096.445 | -0.28558 | 13.6723 | 0.051481 | 0.050293 | supercritical | bulk_cp | 9477.4031 | 17111.7752 | 13296.9922 | 8.4871 | 0.079061 | -1302.3687 | 1098.1573 | -1.9662e-06 | -0.00086994 | -0.00038253 | 6.6394e-08 | 256.0512 | 1512.3205 | 8.1909 | 86.3155 | 73.5806 | 363.9681 | 0.31448 | 0.0377 | 4.646 | 95.1537 | 0.15667 | -0.0082936 | 0.14837 | 0.054464 | 0.015524 | 8.6131e-07 | 0.015525 | 0.022022 | 0.0003557 | 0.20216 | 0.0027191 | 0.27147 | 13.0026
0.85 | 0.017717 | 10052.191 | 1270.1972 | 307.5324 | 306.6609 | 293.8747 | 306.558 | 293.8747 | 13.6576 | -2.7255 | -1296.2323 | 1092.9831 | -0.28558 | 13.6425 | 0.051508 | 0.050316 | supercritical | bulk_cp | 9424.2644 | 16651.104 | 12986.9977 | 8.3408 | 0.078887 | -1298.3097 | 1094.7347 | -2.0596e-06 | -0.00094651 | -0.00040408 | 6.9455e-08 | 252.7938 | 1489.7994 | 8.1909 | 86.3134 | 71.5997 | 363.9686 | 0.31923 | 0.0377 | 4.6461 | 95.0611 | 0.15597 | -0.0081916 | 0.14777 | 0.054195 | 0.015527 | 8.5849e-07 | 0.015528 | 0.022022 | 0.00037713 | 0.19672 | 0.0027916 | 0.2787 | 13.7968
0.9 | 0.017717 | 9987.4636 | 1269.9425 | 307.4938 | 306.612 | 293.8665 | 306.5095 | 293.8665 | 13.6273 | -2.7167 | -1292.0332 | 1089.4424 | -0.28558 | 13.6117 | 0.051534 | 0.050339 | supercritical | bulk_cp | 9371.565 | 16204.5687 | 12685.9052 | 8.197 | 0.078719 | -1294.1574 | 1091.2335 | -2.1397e-06 | -0.0010246 | -0.00042556 | 7.2431e-08 | 249.5804 | 1467.7327 | 8.1909 | 86.3113 | 69.6796 | 363.969 | 0.32403 | 0.0377 | 4.6462 | 94.9679 | 0.15527 | -0.0080896 | 0.14718 | 0.053931 | 0.01553 | 8.5563e-07 | 0.015531 | 0.022022 | 0.00039848 | 0.19144 | 0.0028657 | 0.28608 | 14.5885
0.95 | 0.017717 | 9923.3183 | 1269.6887 | 307.4543 | 306.5623 | 293.8582 | 306.46 | 293.8582 | 13.596 | -2.7077 | -1287.7404 | 1085.8227 | -0.28558 | 13.5799 | 0.05156 | 0.050362 | supercritical | bulk_cp | 9319.3127 | 15772.0753 | 12393.532 | 8.0559 | 0.078557 | -1289.9116 | 1087.6535 | -2.2062e-06 | -0.0011042 | -0.00044694 | 7.5317e-08 | 246.4125 | 1446.1229 | 8.1909 | 86.3093 | 67.8199 | 363.9695 | 0.32887 | 0.0377 | 4.6463 | 94.874 | 0.15459 | -0.0079876 | 0.1466 | 0.053669 | 0.015533 | 8.5271e-07 | 0.015534 | 0.022022 | 0.00041974 | 0.18633 | 0.0029414 | 0.29363 | 15.3776
1 | 0.017717 | 9859.7645 | 1269.4356 | 307.4138 | 306.5116 | 293.85 | 306.4097 | 293.85 | 13.5638 | [5 empty] | 0.051586 | 0.050386 | supercritical | bulk_cp | 9267.5145 | 15353.3885 | 12109.6876 | 7.9173 | 0.078401 | -1285.572 | 1083.9943 | -2.2584e-06 | -0.0011859 | -0.00046827 | 7.8109e-08 | 243.2909 | 1424.9693 | 8.1909 | 86.3072 | 66.0196 | 363.97 | 0.33376 | 0.0377 | 4.6464 | 94.7796 | 0.15391 | -0.0078856 | 0.14603 | 0.053411 | 0 | 0 | 0 | 0.022022 | 0.00044092 | 0.18139 | 0.0030186 | 0.30132 | 16.1641

## June1_5
pos | roughness | Re_CO2 | Re_H2O | CO2b | CO2w | H2Ob | H2Ow | H2Ob_at_pos | dT_bulk | Q | q_CO2 | q_H2O | Q_leak | lmtd | CO2_heat_friction_factor | CO2_hydraulic_friction_factor | CO2_phase_bulk | CO2_Pr_branch | CO2_Re_film | CO2_Cp_bulk_J_kgK | CO2_Cp_integrated_J_kgK | CO2_Pr_used | CO2_k_film_W_mK | CO2_node_heat_flux_W_m2 | H2O_node_heat_flux_W_m2 | CO2_correlation_wall_flux_residual_W_m2 | CO2_final_wall_flux_residual_W_m2 | H2O_final_wall_flux_residual_W_m2 | wall_conduction_residual_K | Nu_CO2 | htc_CO2 | Nu_H2O | htc_H2O | CO2_mCp | H2O_mCp | r_CO2 | r_cond | r_H2O | U | CO2_visc | CO2_acc | CO2_tot | Ve_CO2 | H2O_visc | H2O_acc | H2O_tot | Ve_H2O | CO2_dp_cumulative_psi | C | NTU | effectiveness | overall effectiveness
0 | 0.00129 | 9734.1044 | 1274.2744 | 307.6161 | 306.5372 | 294.0071 | 306.4363 | 294.0071 | 13.609 | -2.6717 | -1270.651 | 1071.4129 | -0.28558 | 13.5945 | 0.034282 | 0.032998 | supercritical | bulk_cp | 8967.668 | 17788.4364 | 13022.0355 | 8.6993 | 0.078834 | -1272.7961 | 1073.2217 | 1.5246e-06 | 0.00032186 | 5.8629e-05 | -5.8713e-09 | 200.3173 | 1179.7426 | 8.1909 | 86.3467 | 72.9326 | 363.9611 | 0.40313 | 0.0377 | 4.6443 | 93.5262 | 0 | 0 | 0 | 0.05229 | 0.015478 | 8.4863e-07 | 0.015479 | 0.022022 | 0 | 0.20039 | 0.0026963 | 0.2692 | 0
0.05 | 0.00129 | 9669.8059 | 1274.024 | 307.579 | 306.4872 | 293.999 | 306.3866 | 293.999 | 13.58 | -2.6626 | -1266.3158 | 1067.7574 | -0.28558 | 13.565 | 0.034328 | 0.033048 | supercritical | bulk_cp | 8918.0555 | 17297.7837 | 12720.2811 | 8.5467 | 0.07867 | -1268.5085 | 1069.6063 | 1.1952e-06 | 0.00025005 | 2.3367e-05 | 1.4275e-10 | 197.6971 | 1161.8834 | 8.1909 | 86.3447 | 70.9209 | 363.9616 | 0.40933 | 0.0377 | 4.6444 | 93.4103 | 0.093719 | -0.0077311 | 0.085988 | 0.052024 | 0.015481 | 8.4568e-07 | 0.015482 | 0.022022 | 1.2472e-05 | 0.19486 | 0.0027694 | 0.27648 | 0.92398
0.1 | 0.00129 | 9606.0814 | 1273.7744 | 307.5409 | 306.4362 | 293.9909 | 306.336 | 293.9909 | 13.55 | -2.6533 | -1261.8857 | 1064.022 | -0.28558 | 13.5345 | 0.034375 | 0.033097 | supercritical | bulk_cp | 8868.8454 | 16821.8432 | 12427.1841 | 8.3963 | 0.078511 | -1264.1258 | 1065.9109 | 8.9266e-07 | 0.00017715 | -1.1699e-05 | 6.0439e-09 | 195.1096 | 1144.3644 | 8.1909 | 86.3426 | 68.9695 | 363.962 | 0.4156 | 0.0377 | 4.6445 | 93.2935 | 0.093385 | -0.0076322 | 0.085752 | 0.051762 | 0.015484 | 8.4268e-07 | 0.015485 | 0.022022 | 2.4909e-05 | 0.1895 | 0.0028442 | 0.28394 | 1.8448
0.15 | 0.00129 | 9542.941 | 1273.5256 | 307.5019 | 306.3844 | 293.9828 | 306.2845 | 293.9828 | 13.5191 | -2.6438 | -1257.3612 | 1060.207 | -0.28558 | 13.5031 | 0.034422 | 0.033146 | supercritical | bulk_cp | 8820.0475 | 16360.7924 | 12142.5978 | 8.2486 | 0.078358 | -1259.6486 | 1062.1357 | 1.2219e-06 | 0.0001038 | -4.6484e-05 | 1.1824e-08 | 192.557 | 1127.1945 | 8.1909 | 86.3406 | 67.0792 | 363.9625 | 0.42193 | 0.0377 | 4.6446 | 93.1758 | 0.093055 | -0.0075334 | 0.085521 | 0.051504 | 0.015487 | 8.3962e-07 | 0.015488 | 0.022022 | 3.7313e-05 | 0.1843 | 0.0029206 | 0.29156 | 2.7624
0.2 | 0.00129 | 9480.3945 | 1273.2776 | 307.4619 | 306.3316 | 293.9748 | 306.2321 | 293.9748 | 13.4871 | -2.6341 | -1252.7426 | 1056.3125 | -0.28558 | 13.4707 | 0.034469 | 0.033195 | supercritical | bulk_cp | 8771.6701 | 15914.5792 | 11866.3575 | 8.1035 | 0.078211 | -1255.077 | 1058.2809 | 7.3695e-07 | 2.8661e-05 | -8.1064e-05 | 1.7475e-08 | 190.0408 | 1110.3786 | 8.1909 | 86.3386 | 65.2498 | 363.9629 | 0.42832 | 0.0377 | 4.6447 | 93.0573 | 0.09273 | -0.0074346 | 0.085295 | 0.051249 | 0.01549 | 8.3651e-07 | 0.015491 | 0.022022 | 4.9684e-05 | 0.17928 | 0.0029987 | 0.29934 | 3.6767
0.25 | 0.00129 | 9418.4511 | 1273.0305 | 307.421 | 306.2779 | 293.9668 | 306.1788 | 293.9668 | 13.4542 | -2.6242 | -1248.0299 | 1052.3388 | -0.28558 | 13.4373 | 0.034516 | 0.033245 | supercritical | bulk_cp | 8723.7201 | 15482.9806 | 11598.2868 | 7.9613 | 0.07807 | -1250.4114 | 1054.3469 | 6.1524e-07 | -4.721e-05 | -0.00011534 | 2.2991e-08 | 187.5618 | 1093.9181 | 8.1909 | 86.3366 | 63.4802 | 363.9634 | 0.43476 | 0.0377 | 4.6448 | 92.9382 | 0.092409 | -0.0073359 | 0.085073 | 0.050997 | 0.015493 | 8.3335e-07 | 0.015494 | 0.022022 | 6.2023e-05 | 0.17441 | 0.0030784 | 0.30728 | 4.5877
0.3 | 0.00129 | 9357.1192 | 1272.7842 | 307.3791 | 306.2234 | 293.9588 | 306.1246 | 293.9588 | 13.4203 | -2.614 | -1243.2233 | 1048.2859 | -0.28558 | 13.4028 | 0.034563 | 0.033294 | supercritical | bulk_cp | 8676.2034 | 15065.6572 | 11338.2032 | 7.8219 | 0.077935 | -1245.6518 | 1050.3336 | -4.4146e-07 | -0.00012493 | -0.00014938 | 2.8367e-08 | 185.1205 | 1077.8122 | 8.1909 | 86.3346 | 61.7692 | 363.9638 | 0.44126 | 0.0377 | 4.645 | 92.8184 | 0.092094 | -0.0072373 | 0.084857 | 0.050748 | 0.015496 | 8.3013e-07 | 0.015497 | 0.022022 | 7.433e-05 | 0.16971 | 0.0031596 | 0.31537 | 5.4952
0.35 | 0.00129 | 9296.4067 | 1272.5388 | 307.3362 | 306.1679 | 293.9508 | 306.0695 | 293.9508 | 13.3854 | -2.6037 | -1238.3228 | 1044.1538 | -0.28558 | 13.3674 | 0.034609 | 0.033343 | supercritical | bulk_cp | 8629.1242 | 14662.1981 | 11085.922 | 7.6854 | 0.077806 | -1240.7983 | 1046.2411 | -7.1962e-07 | -0.00020384 | -0.00018311 | 3.359e-08 | 182.7172 | 1062.0582 | 8.1909 | 86.3326 | 60.115 | 363.9643 | 0.4478 | 0.0377 | 4.6451 | 92.698 | 0.091783 | -0.0071389 | 0.084644 | 0.050503 | 0.015499 | 8.2686e-07 | 0.0155 | 0.022022 | 8.6607e-05 | 0.16517 | 0.0032423 | 0.32362 | 6.3993
0.4 | 0.00129 | 9236.3211 | 1272.2943 | 307.2923 | 306.1115 | 293.9429 | 306.0135 | 293.9429 | 13.3494 | -2.5932 | -1233.3285 | 1039.9426 | -0.28558 | 13.3309 | 0.034656 | 0.033393 | supercritical | bulk_cp | 8582.4861 | 14272.1591 | 10841.2598 | 7.5516 | 0.077683 | -1235.851 | 1042.0695 | -6.0412e-07 | -0.00028114 | -0.00021629 | 3.8676e-08 | 180.3518 | 1046.6524 | 8.1909 | 86.3306 | 58.5158 | 363.9647 | 0.45439 | 0.0377 | 4.6452 | 92.5771 | 0.091477 | -0.0070407 | 0.084436 | 0.050262 | 0.015502 | 8.2353e-07 | 0.015503 | 0.022022 | 9.8853e-05 | 0.16077 | 0.0033266 | 0.33201 | 7.2998
0.45 | 0.00129 | 9176.8691 | 1272.0507 | 307.2474 | 306.0542 | 293.9349 | 305.9567 | 293.9349 | 13.3124 | -2.5825 | -1228.2406 | 1035.6525 | -0.28558 | 13.2934 | 0.034703 | 0.033442 | supercritical | bulk_cp | 8536.2918 | 13895.0865 | 10604.0352 | 7.4206 | 0.077566 | -1230.8099 | 1037.8189 | -3.8811e-07 | -0.00035814 | -0.00024912 | 4.364e-08 | 178.0241 | 1031.5906 | 8.1909 | 86.3286 | 56.9698 | 363.9652 | 0.46103 | 0.0377 | 4.6453 | 92.4558 | 0.091176 | -0.0069428 | 0.084233 | 0.050023 | 0.015505 | 8.2016e-07 | 0.015506 | 0.022022 | 0.00011107 | 0.15653 | 0.0034123 | 0.34056 | 8.1966
0.5 | 0.00129 | 9118.0569 | 1271.808 | 307.2014 | 305.9961 | 293.9271 | 305.8989 | 293.9271 | 13.2744 | -2.5716 | -1223.0591 | 1031.2834 | -0.28558 | 13.2548 | 0.034749 | 0.033491 | supercritical | bulk_cp | 8490.5429 | 13530.5416 | 10374.0716 | 7.2923 | 0.077456 | -1225.6752 | 1033.4894 | -4.472e-07 | -0.00044064 | -0.0002818 | 4.8378e-08 | 175.7339 | 1016.8683 | 8.1909 | 86.3266 | 55.4752 | 363.9656 | 0.4677 | 0.0377 | 4.6454 | 92.3341 | 0.090879 | -0.0068453 | 0.084034 | 0.049788 | 0.015508 | 8.1673e-07 | 0.015509 | 0.022022 | 0.00012326 | 0.15242 | 0.0034997 | 0.34926 | 9.0897
0.55 | 0.00129 | 9059.89 | 1271.5663 | 307.1544 | 305.937 | 293.9192 | 305.8403 | 293.9192 | 13.2352 | -2.5606 | -1217.7844 | 1026.8358 | -0.28558 | 13.2151 | 0.034796 | 0.03354 | supercritical | bulk_cp | 8445.2411 | 13178.1067 | 10151.1954 | 7.1667 | 0.077351 | -1220.4472 | 1029.081 | -4.68e-07 | -0.00052453 | -0.00031422 | 5.2964e-08 | 173.4812 | 1002.481 | 8.1909 | 86.3246 | 54.0302 | 363.9661 | 0.47442 | 0.0377 | 4.6455 | 92.212 | 0.090587 | -0.0067481 | 0.083839 | 0.049557 | 0.015511 | 8.1325e-07 | 0.015512 | 0.022022 | 0.00013542 | 0.14845 | 0.0035885 | 0.35811 | 9.9791
0.6 | 0.00129 | 9002.3735 | 1271.3255 | 307.1064 | 305.8771 | 293.9114 | 305.7807 | 293.9114 | 13.195 | -2.5493 | -1212.4168 | 1022.3099 | -0.28558 | 13.1744 | 0.034842 | 0.033589 | supercritical | bulk_cp | 8400.3871 | 12837.3933 | 9935.2375 | 7.0438 | 0.077253 | -1215.126 | 1024.5942 | -2.2785e-07 | -0.00060345 | -0.00034575 | 5.7431e-08 | 171.2657 | 988.4244 | 8.1909 | 86.3226 | 52.6333 | 363.9665 | 0.48116 | 0.0377 | 4.6456 | 92.0897 | 0.090299 | -0.0066513 | 0.083648 | 0.049329 | 0.015514 | 8.0971e-07 | 0.015514 | 0.022022 | 0.00014755 | 0.14461 | 0.0036789 | 0.36711 | 10.8647
0.65 | 0.00129 | 8945.5117 | 1271.0857 | 307.0574 | 305.8162 | 293.9036 | 305.7203 | 293.9036 | 13.1538 | -2.5378 | -1206.9568 | 1017.706 | -0.28558 | 13.1326 | 0.034888 | 0.033638 | supercritical | bulk_cp | 8355.9818 | 12508.0434 | 9726.0317 | 6.9235 | 0.077162 | -1209.7121 | 1020.0293 | -2.0344e-07 | -0.00068574 | -0.0003771 | 6.1712e-08 | 169.0875 | 974.6948 | 8.1909 | 86.3207 | 51.283 | 363.9669 | 0.48794 | 0.0377 | 4.6457 | 91.9671 | 0.090016 | -0.006555 | 0.083461 | 0.049104 | 0.015517 | 8.0612e-07 | 0.015517 | 0.022022 | 0.00015965 | 0.1409 | 0.0037707 | 0.37626 | 11.7463
0.7 | 0.00129 | 8889.3084 | 1270.8469 | 307.0072 | 305.7545 | 293.8959 | 305.6591 | 293.8959 | 13.1114 | -2.5261 | -1201.405 | 1013.0247 | -0.28558 | 13.0896 | 0.034934 | 0.033687 | supercritical | bulk_cp | 8312.0257 | 12189.7268 | 9523.4148 | 6.8059 | 0.077076 | -1204.2062 | 1015.3866 | -1.6174e-07 | -0.00076895 | -0.00040805 | 6.582e-08 | 166.9464 | 961.2882 | 8.1909 | 86.3187 | 49.9779 | 363.9674 | 0.49475 | 0.0377 | 4.6458 | 91.8444 | 0.089738 | -0.0064592 | 0.083279 | 0.048882 | 0.015519 | 8.0249e-07 | 0.01552 | 0.022022 | 0.00017173 | 0.13731 | 0.003864 | 0.38555 | 12.624
0.75 | 0.00129 | 8833.7668 | 1270.609 | 306.956 | 305.6919 | 293.8881 | 305.5969 | 293.8881 | 13.0679 | -2.5143 | -1195.7623 | 1008.2667 | -0.28558 | 13.0456 | 0.03498 | 0.033735 | supercritical | bulk_cp | 8268.519 | 11882.1385 | 9327.2255 | 6.6908 | 0.076997 | -1198.6088 | 1010.6669 | -1.0315e-07 | -0.00085284 | -0.00043858 | 6.9758e-08 | 164.8424 | 948.2012 | 8.1909 | 86.3168 | 48.7168 | 363.9678 | 0.50157 | 0.0377 | 4.6459 | 91.7216 | 0.089464 | -0.0063639 | 0.0831 | 0.048663 | 0.015522 | 7.988e-07 | 0.015523 | 0.022022 | 0.00018379 | 0.13385 | 0.0039587 | 0.39499 | 13.4976
0.8 | 0.00129 | 8778.8896 | 1270.3722 | 306.9038 | 305.6285 | 293.8804 | 305.5339 | 293.8804 | 13.0233 | -2.5022 | -1190.0294 | 1003.4328 | -0.28558 | 13.0005 | 0.035026 | 0.033784 | supercritical | bulk_cp | 8225.4621 | 11584.9936 | 9137.304 | 6.5784 | 0.076925 | -1192.9208 | 1005.8708 | -1.3874e-08 | -0.00093727 | -0.00046866 | 7.3524e-08 | 162.7756 | 935.4304 | 8.1909 | 86.3149 | 47.4985 | 363.9683 | 0.50842 | 0.0377 | 4.646 | 91.5988 | 0.089195 | -0.0062693 | 0.082926 | 0.048448 | 0.015525 | 7.9506e-07 | 0.015526 | 0.022022 | 0.00019581 | 0.1305 | 0.0040548 | 0.40456 | 14.3671
0.85 | 0.00129 | 8724.6788 | 1270.1365 | 306.8504 | 305.5642 | 293.8728 | 305.4701 | 293.8728 | 12.9776 | -2.49 | -1184.2074 | 998.5237 | -0.28558 | 12.9542 | 0.035072 | 0.033832 | supercritical | bulk_cp | 8182.8553 | 11298.0228 | 8953.4914 | 6.4685 | 0.076859 | -1187.1432 | 1000.9991 | 3.1931e-08 | -0.0010229 | -0.00049837 | 7.7114e-08 | 160.7461 | 922.9726 | 8.1909 | 86.3129 | 46.3219 | 363.9687 | 0.51528 | 0.0377 | 4.6461 | 91.476 | 0.08893 | -0.0061753 | 0.082755 | 0.048236 | 0.015528 | 7.9127e-07 | 0.015529 | 0.022022 | 0.00020782 | 0.12727 | 0.0041523 | 0.41426 | 15.2325
0.9 | 0.00129 | 8671.136 | 1269.9018 | 306.796 | 305.4991 | 293.8651 | 305.4054 | 293.8651 | 12.9308 | -2.4775 | -1178.2975 | 993.5404 | -0.28558 | 12.9069 | 0.035118 | 0.03388 | supercritical | bulk_cp | 8140.6986 | 11020.9681 | 8775.6296 | 6.3612 | 0.076799 | -1181.277 | 996.0528 | 8.5586e-08 | -0.001109 | -0.00052763 | 8.0529e-08 | 158.7539 | 910.8244 | 8.1909 | 86.311 | 45.186 | 363.9691 | 0.52216 | 0.0377 | 4.6462 | 91.3534 | 0.088669 | -0.006082 | 0.082587 | 0.048028 | 0.015531 | 7.8744e-07 | 0.015532 | 0.022022 | 0.00021979 | 0.12415 | 0.0042509 | 0.42408 | 16.0936
0.95 | 0.00129 | 8618.262 | 1269.6681 | 306.7405 | 305.4331 | 293.8576 | 305.3399 | 293.8576 | 12.8829 | -2.4649 | -1172.3009 | 988.4841 | -0.28558 | 12.8584 | 0.035164 | 0.033929 | supercritical | bulk_cp | 8098.9922 | 10753.5785 | 8603.5607 | 6.2565 | 0.076745 | -1175.3235 | 991.0328 | 1.4675e-07 | -0.0011958 | -0.00055648 | 8.3773e-08 | 156.7991 | 898.9824 | 8.1909 | 86.3091 | 44.0897 | 363.9696 | 0.52904 | 0.0377 | 4.6463 | 91.2311 | 0.088413 | -0.0059894 | 0.082424 | 0.047822 | 0.015534 | 7.8355e-07 | 0.015534 | 0.022022 | 0.00023175 | 0.12114 | 0.0043508 | 0.43402 | 16.9504
1 | 0.00129 | 8566.0573 | 1269.4356 | 306.6839 | 305.3663 | 293.85 | 305.2736 | 293.85 | 12.8339 | [5 empty] | 0.035209 | 0.033976 | supercritical | bulk_cp | 8057.7362 | 10495.6071 | 8437.1272 | 6.1544 | 0.076698 | -1169.2841 | 985.9403 | 2.1533e-07 | -0.0012802 | -0.00058457 | 8.6864e-08 | 154.8816 | 887.4429 | 8.1909 | 86.3072 | 43.032 | 363.97 | 0.53591 | 0.0377 | 4.6464 | 91.1091 | 0.088161 | -0.0058975 | 0.082264 | 0.04762 | 0 | 0 | 0 | 0.022022 | 0.00024368 | 0.11823 | 0.0044518 | 0.44407 | 17.8029

## May19_2
pos | roughness | Re_CO2 | Re_H2O | CO2b | CO2w | H2Ob | H2Ow | H2Ob_at_pos | dT_bulk | Q | q_CO2 | q_H2O | Q_leak | lmtd | CO2_heat_friction_factor | CO2_hydraulic_friction_factor | CO2_phase_bulk | CO2_Pr_branch | CO2_Re_film | CO2_Cp_bulk_J_kgK | CO2_Cp_integrated_J_kgK | CO2_Pr_used | CO2_k_film_W_mK | CO2_node_heat_flux_W_m2 | H2O_node_heat_flux_W_m2 | CO2_correlation_wall_flux_residual_W_m2 | CO2_final_wall_flux_residual_W_m2 | H2O_final_wall_flux_residual_W_m2 | wall_conduction_residual_K | Nu_CO2 | htc_CO2 | Nu_H2O | htc_H2O | CO2_mCp | H2O_mCp | r_CO2 | r_cond | r_H2O | U | CO2_visc | CO2_acc | CO2_tot | Ve_CO2 | H2O_visc | H2O_acc | H2O_tot | Ve_H2O | CO2_dp_cumulative_psi | C | NTU | effectiveness | overall effectiveness
0 | 0.027511 | 14602.814 | 1275.0865 | 309.0353 | 308.5214 | 294.0335 | 308.4047 | 294.0335 | 15.0018 | -3.0923 | -1470.6659 | 1240.0655 | -0.28558 | 14.9879 | 0.058145 | 0.057307 | supercritical | integrated_cp_bulk_transport | 14024.792 | 19561.6692 | 23923.7033 | 8.8349 | 0.079332 | -1471.7814 | 1241.0061 | -1.9511e-05 | 7.6931e-05 | 0.00014855 | -3.0511e-08 | 483.2553 | 2864.0625 | 8.1909 | 86.3533 | 82.159 | 363.9597 | 0.16606 | 0.0377 | 4.6439 | 98.1069 | 0 | 0 | 0 | 0.076604 | 0.015468 | 9.7053e-07 | 0.015469 | 0.022022 | 0 | 0.22574 | 0.0025108 | 0.25069 | 0
0.05 | 0.027511 | 14527.0691 | 1274.8004 | 308.9981 | 308.4906 | 294.0242 | 308.3741 | 294.0242 | 14.974 | -3.0877 | -1468.467 | 1238.2114 | -0.28558 | 14.9605 | 0.058163 | 0.057317 | supercritical | integrated_cp_bulk_transport | 13937.9232 | 20097.6532 | 24528.0473 | 9.0193 | 0.080076 | -1469.5508 | 1239.1253 | -3.0611e-05 | 0.00012515 | 0.00016027 | -3.2573e-08 | 483.9585 | 2895.1155 | 8.1909 | 86.351 | 84.4101 | 363.9602 | 0.16427 | 0.0377 | 4.6441 | 98.1405 | 0.24397 | -0.013989 | 0.22998 | 0.076136 | 0.015472 | 9.6877e-07 | 0.015473 | 0.022022 | 3.3356e-05 | 0.23192 | 0.0024447 | 0.2441 | 0.65132
0.1 | 0.027511 | 14451.1123 | 1274.5147 | 308.9621 | 308.4603 | 294.0149 | 308.344 | 294.0149 | 14.9471 | -3.0832 | -1466.3285 | 1236.4082 | -0.28558 | 14.9342 | 0.058181 | 0.057328 | supercritical | integrated_cp_bulk_transport | 13850.6076 | 20643.0816 | 25121.426 | 9.1993 | 0.080804 | -1467.3836 | 1237.2978 | -1.7296e-05 | 0.00020222 | 0.00017196 | -3.4442e-08 | 484.4978 | 2924.7059 | 8.1909 | 86.3487 | 86.7009 | 363.9607 | 0.16261 | 0.0377 | 4.6442 | 98.1716 | 0.24252 | -0.013896 | 0.22863 | 0.07567 | 0.015475 | 9.6704e-07 | 0.015476 | 0.022022 | 6.6515e-05 | 0.23822 | 0.0023808 | 0.23773 | 1.3017
0.15 | 0.027511 | 14374.9494 | 1274.2295 | 308.927 | 308.4307 | 294.0057 | 308.3145 | 294.0057 | 14.9213 | -3.0788 | -1464.2447 | 1234.6512 | -0.28558 | 14.9088 | 0.0582 | 0.057339 | supercritical | integrated_cp_bulk_transport | 13762.8599 | 21197.0105 | 25699.7665 | 9.3737 | 0.081514 | -1465.2738 | 1235.5189 | -2.0899e-05 | 0.00024913 | 0.00018184 | -3.6161e-08 | 484.8585 | 2952.5977 | 8.1909 | 86.3463 | 89.0274 | 363.9612 | 0.16108 | 0.0377 | 4.6443 | 98.2002 | 0.24109 | -0.013803 | 0.22728 | 0.075208 | 0.015479 | 9.6535e-07 | 0.01548 | 0.022022 | 9.948e-05 | 0.24461 | 0.0023193 | 0.23159 | 1.9511
0.2 | 0.027511 | 14298.5865 | 1273.9446 | 308.8928 | 308.4016 | 293.9964 | 308.2856 | 293.9964 | 14.8964 | -3.0745 | -1462.21 | 1232.9355 | -0.28558 | 14.8844 | 0.058219 | 0.05735 | supercritical | integrated_cp_bulk_transport | 13674.701 | 21758.28 | 26258.9033 | 9.5413 | 0.082202 | -1463.216 | 1233.7837 | -2.4451e-05 | 0.00029973 | 0.00019084 | -3.7669e-08 | 485.0272 | 2978.5525 | 8.1909 | 86.344 | 91.3848 | 363.9617 | 0.15967 | 0.0377 | 4.6444 | 98.2261 | 0.23966 | -0.013712 | 0.22595 | 0.074748 | 0.015482 | 9.6369e-07 | 0.015483 | 0.022022 | 0.00013225 | 0.25108 | 0.00226 | 0.22569 | 2.5995
0.25 | 0.027511 | 14222.0301 | 1273.6601 | 308.8596 | 308.3729 | 293.9872 | 308.2571 | 293.9872 | 14.8724 | -3.0703 | -1460.2189 | 1231.2566 | -0.28558 | 14.8609 | 0.058238 | 0.057362 | supercritical | integrated_cp_bulk_transport | 13586.1595 | 22325.4939 | 26794.6812 | 9.7008 | 0.082865 | -1461.2044 | 1232.0876 | -2.6978e-05 | 0.00034876 | 0.00019876 | -3.8966e-08 | 484.9919 | 3002.3347 | 8.1909 | 86.3417 | 93.7671 | 363.9623 | 0.15841 | 0.0377 | 4.6446 | 98.2493 | 0.23824 | -0.013621 | 0.22462 | 0.074292 | 0.015485 | 9.6206e-07 | 0.015486 | 0.022022 | 0.00016483 | 0.25763 | 0.0022031 | 0.22001 | 3.2471
0.3 | 0.027511 | 14145.2872 | 1273.3761 | 308.8273 | 308.3447 | 293.978 | 308.229 | 293.978 | 14.8493 | -3.0662 | -1458.2662 | 1229.6101 | -0.28558 | 14.8382 | 0.058258 | 0.057373 | supercritical | integrated_cp_bulk_transport | 13497.2723 | 22897.0009 | 27303.0667 | 9.8513 | 0.083498 | -1459.2338 | 1230.426 | -2.883e-05 | 0.00039555 | 0.00020553 | -4.0045e-08 | 484.7429 | 3023.7194 | 8.1909 | 86.3394 | 96.1674 | 363.9628 | 0.15729 | 0.0377 | 4.6447 | 98.2695 | 0.23683 | -0.013531 | 0.2233 | 0.073838 | 0.015489 | 9.6045e-07 | 0.01549 | 0.022022 | 0.00019722 | 0.26422 | 0.0021486 | 0.21457 | 3.8938
0.35 | 0.027511 | 14068.3653 | 1273.0923 | 308.7958 | 308.3168 | 293.9688 | 308.2013 | 293.9688 | 14.827 | -3.0622 | -1456.3468 | 1227.9916 | -0.28558 | 14.8163 | 0.058278 | 0.057385 | supercritical | integrated_cp_bulk_transport | 13408.0852 | 23470.881 | 27780.2645 | 9.9917 | 0.084098 | -1457.299 | 1228.7945 | -1.3546e-05 | 0.0004562 | 0.00021158 | -4.0897e-08 | 484.2726 | 3042.4986 | 8.1909 | 86.3371 | 98.5777 | 363.9633 | 0.15632 | 0.0377 | 4.6448 | 98.2867 | 0.23544 | -0.013442 | 0.222 | 0.073388 | 0.015492 | 9.5886e-07 | 0.015493 | 0.022022 | 0.00022941 | 0.27085 | 0.0020964 | 0.20936 | 4.5396
0.4 | 0.027511 | 13991.2723 | 1272.809 | 308.7651 | 308.2892 | 293.9596 | 308.1739 | 293.9596 | 14.8055 | -3.0582 | -1454.456 | 1226.3973 | -0.28558 | 14.7952 | 0.058298 | 0.057397 | supercritical | integrated_cp_bulk_transport | 13318.6543 | 24044.936 | 28222.8368 | 10.1211 | 0.084662 | -1455.395 | 1227.1891 | -1.384e-05 | 0.00049773 | 0.00021597 | -4.1519e-08 | 483.5762 | 3058.4899 | 8.1909 | 86.3348 | 100.9887 | 363.9638 | 0.1555 | 0.0377 | 4.6449 | 98.3007 | 0.23405 | -0.013353 | 0.2207 | 0.072941 | 0.015496 | 9.5729e-07 | 0.015497 | 0.022022 | 0.00026142 | 0.27747 | 0.0020467 | 0.2044 | 5.1846
0.45 | 0.027511 | 13914.0164 | 1272.526 | 308.7352 | 308.262 | 293.9504 | 308.1467 | 293.9504 | 14.7848 | -3.0543 | -1452.5895 | 1224.8235 | -0.28558 | 14.7748 | 0.058319 | 0.057408 | supercritical | integrated_cp_bulk_transport | 13229.0452 | 24616.688 | 28627.8268 | 10.239 | 0.085186 | -1453.5174 | 1225.6059 | -1.3787e-05 | 0.00053586 | 0.00021914 | -4.1914e-08 | 482.652 | 3071.5443 | 8.1909 | 86.3325 | 103.3901 | 363.9643 | 0.15484 | 0.0377 | 4.6451 | 98.3116 | 0.23267 | -0.013264 | 0.21941 | 0.072496 | 0.015499 | 9.5574e-07 | 0.0155 | 0.022022 | 0.00029325 | 0.28407 | 0.0019994 | 0.19968 | 5.8287
0.5 | 0.027511 | 13836.6065 | 1272.2434 | 308.706 | 308.2349 | 293.9412 | 308.1198 | 293.9412 | 14.7648 | -3.0504 | -1450.7434 | 1223.2669 | -0.28558 | 14.7551 | 0.05834 | 0.057421 | supercritical | integrated_cp_bulk_transport | 13139.3349 | 25183.3857 | 28992.9628 | 10.3449 | 0.085668 | -1451.662 | 1224.0414 | -1.3393e-05 | 0.00057035 | 0.00022109 | -4.2076e-08 | 481.502 | 3081.5571 | 8.1909 | 86.3301 | 105.7702 | 363.9648 | 0.15434 | 0.0377 | 4.6452 | 98.3193 | 0.2313 | -0.013176 | 0.21813 | 0.072055 | 0.015503 | 9.542e-07 | 0.015503 | 0.022022 | 0.00032488 | 0.29061 | 0.0019545 | 0.19521 | 6.4721
0.55 | 0.027511 | 13759.0518 | 1271.9611 | 308.6774 | 308.208 | 293.932 | 308.0931 | 293.932 | 14.7454 | -3.0466 | -1448.9344 | 1221.7415 | -0.28558 | 14.736 | 0.058361 | 0.057433 | supercritical | integrated_cp_bulk_transport | 13049.612 | 25742.0212 | 29316.9524 | 10.4388 | 0.086105 | -1449.8252 | 1222.4926 | -1.2777e-05 | 0.00060111 | 0.00022189 | -4.2021e-08 | 480.1333 | 3088.4809 | 8.1909 | 86.3278 | 108.1165 | 363.9653 | 0.15399 | 0.0377 | 4.6453 | 98.3239 | 0.22994 | -0.013088 | 0.21685 | 0.071616 | 0.015506 | 9.5269e-07 | 0.015507 | 0.022022 | 0.00035633 | 0.29705 | 0.0019122 | 0.19098 | 7.1146
0.6 | 0.027511 | 13681.3609 | 1271.6792 | 308.6496 | 308.1817 | 293.9229 | 308.0669 | 293.9229 | 14.7267 | -3.0429 | -1447.1735 | 1220.2567 | -0.28558 | 14.7176 | 0.058382 | 0.057445 | supercritical | integrated_cp_film_transport | 12960.6194 | 26289.3656 | 29602.0109 | 10.5494 | 0.086493 | -1448.0439 | 1220.9906 | -1.3444e-05 | 0.0006324 | 0.0002238 | -4.2197e-08 | 478.9845 | 3094.9952 | 8.1909 | 86.3255 | 110.4153 | 363.9659 | 0.15367 | 0.0377 | 4.6454 | 98.3279 | 0.22859 | -0.013001 | 0.21559 | 0.071181 | 0.015509 | 9.512e-07 | 0.01551 | 0.022022 | 0.0003876 | 0.30337 | 0.0018725 | 0.18702 | 7.7562
0.65 | 0.027511 | 13603.5418 | 1271.3976 | 308.6223 | 308.1558 | 293.9137 | 308.0411 | 293.9137 | 14.7085 | -3.0392 | -1445.4417 | 1218.7964 | -0.28558 | 14.6997 | 0.058403 | 0.057458 | supercritical | integrated_cp_film_transport | 12872.2864 | 26822.0056 | 29851.6346 | 10.6693 | 0.086834 | -1446.3035 | 1219.5231 | -1.2985e-05 | 0.00066013 | 0.00022421 | -4.2083e-08 | 477.9372 | 3100.3954 | 8.1909 | 86.3232 | 112.6524 | 363.9664 | 0.1534 | 0.0377 | 4.6456 | 98.3308 | 0.22725 | -0.012914 | 0.21434 | 0.070748 | 0.015513 | 9.4974e-07 | 0.015514 | 0.022022 | 0.00041869 | 0.30951 | 0.0018353 | 0.18331 | 8.3972
0.7 | 0.027511 | 13525.6041 | 1271.1163 | 308.5956 | 308.1301 | 293.9046 | 308.0156 | 293.9046 | 14.691 | -3.0356 | -1443.7254 | 1217.3492 | -0.28558 | 14.6824 | 0.058425 | 0.05747 | supercritical | integrated_cp_film_transport | 12784.3624 | 27336.3841 | 30066.7533 | 10.7835 | 0.087129 | -1444.5802 | 1218.07 | -1.2359e-05 | 0.00068473 | 0.00022372 | -4.1802e-08 | 476.7656 | 3103.3026 | 8.1909 | 86.3209 | 114.8128 | 363.9669 | 0.15325 | 0.0377 | 4.6457 | 98.3313 | 0.22592 | -0.012827 | 0.21309 | 0.070318 | 0.015516 | 9.4828e-07 | 0.015517 | 0.022022 | 0.0004496 | 0.31545 | 0.0018008 | 0.17987 | 9.0373
0.75 | 0.027511 | 13447.5582 | 1270.8354 | 308.5694 | 308.1045 | 293.8955 | 307.9901 | 293.8955 | 14.6739 | -3.032 | -1442.022 | 1215.9129 | -0.28558 | 14.6656 | 0.058447 | 0.057483 | supercritical | integrated_cp_film_transport | 12696.9301 | 27828.8673 | 30247.4624 | 10.8917 | 0.08738 | -1442.871 | 1216.6288 | -1.1573e-05 | 0.00070625 | 0.00022238 | -4.136e-08 | 475.471 | 3103.7743 | 8.1909 | 86.3186 | 116.8812 | 363.9674 | 0.15323 | 0.0377 | 4.6458 | 98.3292 | 0.2246 | -0.01274 | 0.21186 | 0.069891 | 0.01552 | 9.4684e-07 | 0.015521 | 0.022022 | 0.00048032 | 0.32113 | 0.0017689 | 0.17668 | 9.6767
0.8 | 0.027511 | 13369.4148 | 1270.5548 | 308.5436 | 308.079 | 293.8864 | 307.9648 | 293.8864 | 14.6573 | -3.0285 | -1440.3288 | 1214.4852 | -0.28558 | 14.6492 | 0.058468 | 0.057496 | supercritical | integrated_cp_film_transport | 12610.0629 | 28295.8245 | 30393.8878 | 10.9936 | 0.087588 | -1441.1733 | 1215.1973 | -1.0648e-05 | 0.00072476 | 0.00022023 | -4.0766e-08 | 474.053 | 3101.8887 | 8.1909 | 86.3163 | 118.8425 | 363.9679 | 0.15332 | 0.0377 | 4.6459 | 98.3248 | 0.22328 | -0.012654 | 0.21063 | 0.069467 | 0.015523 | 9.454e-07 | 0.015524 | 0.022022 | 0.00051087 | 0.32652 | 0.0017396 | 0.17376 | 10.3153
0.85 | 0.027511 | 13291.185 | 1270.2745 | 308.5183 | 308.0537 | 293.8773 | 307.9396 | 293.8773 | 14.6411 | -3.0249 | -1438.6435 | 1213.0642 | -0.28558 | 14.6332 | 0.05849 | 0.057509 | supercritical | integrated_cp_film_transport | 12523.8233 | 28733.7126 | 30506.2138 | 11.0889 | 0.087757 | -1439.4846 | 1213.7734 | -9.6049e-06 | 0.00074037 | 0.00021732 | -4.003e-08 | 472.5095 | 3097.7462 | 8.1909 | 86.3141 | 120.6816 | 363.9684 | 0.15353 | 0.0377 | 4.6461 | 98.3181 | 0.22198 | -0.012567 | 0.20941 | 0.069046 | 0.015526 | 9.4396e-07 | 0.015527 | 0.022022 | 0.00054125 | 0.33157 | 0.001713 | 0.1711 | 10.9532
0.9 | 0.027511 | 13212.8802 | 1269.9945 | 308.4935 | 308.0284 | 293.8682 | 307.9144 | 293.8682 | 14.6253 | -3.0214 | -1436.9641 | 1211.6481 | -0.28558 | 14.6176 | 0.058512 | 0.057523 | supercritical | integrated_cp_film_transport | 12438.2619 | 29139.1674 | 30584.6872 | 11.1769 | 0.08789 | -1437.8027 | 1212.3552 | -8.4783e-06 | 0.00075321 | 0.00021372 | -3.9165e-08 | 470.8369 | 3091.4732 | 8.1909 | 86.3118 | 122.3845 | 363.969 | 0.15384 | 0.0377 | 4.6462 | 98.3093 | 0.22069 | -0.01248 | 0.20821 | 0.068628 | 0.01553 | 9.4254e-07 | 0.015531 | 0.022022 | 0.00057144 | 0.33625 | 0.001689 | 0.16871 | 11.5903
0.95 | 0.027511 | 13134.5122 | 1269.7149 | 308.4689 | 308.0031 | 293.8591 | 307.8893 | 293.8591 | 14.6099 | -3.0179 | -1435.2901 | 1210.2366 | -0.28558 | 14.6023 | 0.058534 | 0.057536 | supercritical | integrated_cp_film_transport | 12353.4172 | 29509.098 | 30629.619 | 11.2569 | 0.087994 | -1436.1258 | 1210.9413 | -7.3321e-06 | 0.00076352 | 0.00020953 | -3.819e-08 | 469.0289 | 3083.2337 | 8.1909 | 86.3095 | 123.9382 | 363.9695 | 0.15425 | 0.0377 | 4.6463 | 98.2984 | 0.2194 | -0.012393 | 0.20701 | 0.068213 | 0.015533 | 9.4111e-07 | 0.015534 | 0.022022 | 0.00060147 | 0.34052 | 0.0016677 | 0.16658 | 12.2267
1 | 0.027511 | 13056.0929 | 1269.4356 | 308.4447 | 307.978 | 293.85 | 307.8643 | 293.85 | 14.5947 | [5 empty] | 0.058557 | 0.05755 | supercritical | integrated_cp_film_transport | 12269.3387 | 29840.7791 | 30641.4297 | 11.3272 | 0.088081 | -1434.4547 | 1209.5322 | -3.366e-06 | 0.00077568 | 0.00020544 | -3.7223e-08 | 467.0663 | 3073.3646 | 8.1909 | 86.3072 | 125.3313 | 363.97 | 0.15475 | 0.0377 | 4.6464 | 98.2859 | 0.21813 | -0.012306 | 0.20582 | 0.0678 | 0 | 0 | 0 | 0.022022 | 0.00063132 | 0.34435 | 0.0016489 | 0.16471 | 12.8624

## May21_4
pos | roughness | Re_CO2 | Re_H2O | CO2b | CO2w | H2Ob | H2Ow | H2Ob_at_pos | dT_bulk | Q | q_CO2 | q_H2O | Q_leak | lmtd | CO2_heat_friction_factor | CO2_hydraulic_friction_factor | CO2_phase_bulk | CO2_Pr_branch | CO2_Re_film | CO2_Cp_bulk_J_kgK | CO2_Cp_integrated_J_kgK | CO2_Pr_used | CO2_k_film_W_mK | CO2_node_heat_flux_W_m2 | H2O_node_heat_flux_W_m2 | CO2_correlation_wall_flux_residual_W_m2 | CO2_final_wall_flux_residual_W_m2 | H2O_final_wall_flux_residual_W_m2 | wall_conduction_residual_K | Nu_CO2 | htc_CO2 | Nu_H2O | htc_H2O | CO2_mCp | H2O_mCp | r_CO2 | r_cond | r_H2O | U | CO2_visc | CO2_acc | CO2_tot | Ve_CO2 | H2O_visc | H2O_acc | H2O_tot | Ve_H2O | CO2_dp_cumulative_psi | C | NTU | effectiveness | overall effectiveness
0 | 0.024223 | 15466.5242 | 1274.9074 | 308.5033 | 307.9932 | 294.0277 | 307.8808 | 294.0277 | 14.4756 | -2.9808 | -1417.6682 | 1195.3778 | -0.28558 | 14.4618 | 0.055333 | 0.054581 | supercritical | integrated_cp_bulk_transport | 14911.6152 | 18622.217 | 23478.1992 | 8.6059 | 0.077771 | -1418.6924 | 1196.2415 | -2.006e-05 | 4.858e-05 | 0.00016629 | -3.4385e-08 | 478.7093 | 2781.2881 | 8.1909 | 86.3519 | 80.0755 | 363.96 | 0.171 | 0.0377 | 4.644 | 98.0054 | 0 | 0 | 0 | 0.081579 | 0.01547 | 9.3826e-07 | 0.015471 | 0.022022 | 0 | 0.22001 | 0.0025734 | 0.25694 | 0
0.05 | 0.024223 | 15394.761 | 1274.6308 | 308.4666 | 307.9645 | 294.0187 | 307.8522 | 294.0187 | 14.4479 | -2.9766 | -1415.6601 | 1193.6846 | -0.28558 | 14.4346 | 0.055349 | 0.05459 | supercritical | integrated_cp_bulk_transport | 14829.405 | 19158.4646 | 24201.1449 | 8.8237 | 0.078602 | -1416.6442 | 1194.5144 | -3.7424e-05 | 0.00010507 | 0.00018229 | -3.7252e-08 | 480.4289 | 2821.1053 | 8.1909 | 86.3496 | 82.3814 | 363.9605 | 0.16858 | 0.0377 | 4.6441 | 98.0518 | 0.25339 | -0.014375 | 0.23901 | 0.081108 | 0.015474 | 9.3664e-07 | 0.015475 | 0.022022 | 3.4666e-05 | 0.22635 | 0.0025026 | 0.24988 | 0.59658
0.1 | 0.024223 | 15322.763 | 1274.3546 | 308.431 | 307.9365 | 294.0097 | 307.8243 | 294.0097 | 14.4213 | -2.9726 | -1413.7301 | 1192.0572 | -0.28558 | 14.4084 | 0.055365 | 0.0546 | supercritical | integrated_cp_bulk_transport | 14746.6987 | 19709.4545 | 24935.7983 | 9.0438 | 0.079434 | -1414.6763 | 1192.855 | -2.2099e-05 | 0.0001944 | 0.00019866 | -4.0006e-08 | 482.0795 | 2860.7665 | 8.1909 | 86.3474 | 84.7506 | 363.961 | 0.16625 | 0.0377 | 4.6443 | 98.0966 | 0.25197 | -0.014286 | 0.23769 | 0.080641 | 0.015477 | 9.3507e-07 | 0.015478 | 0.022022 | 6.9139e-05 | 0.23286 | 0.0024337 | 0.24301 | 1.1923
0.15 | 0.024223 | 15250.5332 | 1274.0787 | 308.3964 | 307.9093 | 294.0008 | 307.7973 | 294.0008 | 14.3956 | -2.9687 | -1411.8734 | 1190.4917 | -0.28558 | 14.3833 | 0.055382 | 0.05461 | supercritical | integrated_cp_bulk_transport | 14663.4852 | 20275.2637 | 25679.6567 | 9.2656 | 0.080266 | -1412.7841 | 1191.2596 | -2.8625e-05 | 0.00026195 | 0.00021379 | -4.2655e-08 | 483.647 | 2900.1195 | 8.1909 | 86.3451 | 87.1836 | 363.9615 | 0.16399 | 0.0377 | 4.6444 | 98.1398 | 0.25056 | -0.014198 | 0.23637 | 0.080176 | 0.01548 | 9.3354e-07 | 0.015481 | 0.022022 | 0.00010342 | 0.23954 | 0.0023669 | 0.23634 | 1.7872
0.2 | 0.024223 | 15178.0746 | 1273.8032 | 308.3628 | 307.8827 | 293.9918 | 307.7709 | 293.9918 | 14.371 | -2.9649 | -1410.0853 | 1188.9839 | -0.28558 | 14.3592 | 0.055398 | 0.05462 | supercritical | integrated_cp_bulk_transport | 14579.7538 | 20855.8952 | 26429.7462 | 9.4878 | 0.081095 | -1410.9629 | 1189.7239 | -3.5215e-05 | 0.00035079 | 0.00022887 | -4.5119e-08 | 485.1164 | 2938.9906 | 8.1909 | 86.3429 | 89.6803 | 363.962 | 0.16182 | 0.0377 | 4.6445 | 98.1813 | 0.24917 | -0.014112 | 0.23506 | 0.079714 | 0.015484 | 9.3205e-07 | 0.015485 | 0.022022 | 0.00013751 | 0.2464 | 0.0023019 | 0.22987 | 2.3814
0.25 | 0.024223 | 15105.3904 | 1273.528 | 308.3302 | 307.8569 | 293.9829 | 307.7452 | 293.9829 | 14.3473 | -2.9613 | -1408.3609 | 1187.5299 | -0.28558 | 14.336 | 0.055415 | 0.05463 | supercritical | integrated_cp_bulk_transport | 14495.4941 | 21451.2615 | 27182.6217 | 9.7096 | 0.081921 | -1409.2079 | 1188.2441 | -4.131e-05 | 0.00039575 | 0.00024192 | -4.7562e-08 | 486.4714 | 2977.185 | 8.1909 | 86.3406 | 92.2404 | 363.9625 | 0.15975 | 0.0377 | 4.6446 | 98.2209 | 0.24778 | -0.014026 | 0.23375 | 0.079255 | 0.015487 | 9.3061e-07 | 0.015488 | 0.022022 | 0.00017142 | 0.25343 | 0.002239 | 0.22358 | 2.9748
0.3 | 0.024223 | 15032.4843 | 1273.2531 | 308.2986 | 307.8317 | 293.974 | 307.7201 | 293.974 | 14.3246 | -2.9578 | -1406.6954 | 1186.1256 | -0.28558 | 14.3137 | 0.055433 | 0.054641 | supercritical | integrated_cp_bulk_transport | 14410.6976 | 22061.1629 | 27934.3838 | 9.9295 | 0.082739 | -1407.5142 | 1186.8159 | -2.9651e-05 | 0.00047709 | 0.00025449 | -4.9638e-08 | 487.6952 | 3014.4869 | 8.1909 | 86.3384 | 94.863 | 363.963 | 0.15777 | 0.0377 | 4.6448 | 98.2586 | 0.2464 | -0.013942 | 0.23246 | 0.078799 | 0.01549 | 9.292e-07 | 0.015491 | 0.022022 | 0.00020513 | 0.26064 | 0.0021779 | 0.21749 | 3.5674
0.35 | 0.024223 | 14959.3597 | 1272.9786 | 308.2678 | 307.807 | 293.9651 | 307.6955 | 293.9651 | 14.3028 | -2.9544 | -1405.0839 | 1184.7667 | -0.28558 | 14.2923 | 0.05545 | 0.054651 | supercritical | integrated_cp_bulk_transport | 14325.3579 | 22685.2673 | 28680.7219 | 10.1462 | 0.083547 | -1405.8769 | 1185.4354 | -2.2393e-05 | 0.00055646 | 0.00026767 | -5.1867e-08 | 488.7707 | 3050.6616 | 8.1909 | 86.3361 | 97.5466 | 363.9635 | 0.1559 | 0.0377 | 4.6449 | 98.2941 | 0.24503 | -0.013858 | 0.23117 | 0.078345 | 0.015494 | 9.2783e-07 | 0.015495 | 0.022022 | 0.00023866 | 0.26801 | 0.0021187 | 0.21159 | 4.1594
0.4 | 0.024223 | 14886.0206 | 1272.7044 | 308.238 | 307.7828 | 293.9562 | 307.6715 | 293.9562 | 14.2818 | -2.9511 | -1403.5214 | 1183.4493 | -0.28558 | 14.2717 | 0.055468 | 0.054662 | supercritical | integrated_cp_bulk_transport | 14239.4721 | 23323.0844 | 29416.9767 | 10.3584 | 0.084343 | -1404.2911 | 1184.0982 | -2.4547e-05 | 0.00062246 | 0.00027878 | -5.3756e-08 | 489.6811 | 3085.4573 | 8.1909 | 86.3339 | 100.2893 | 363.964 | 0.15414 | 0.0377 | 4.645 | 98.3274 | 0.24366 | -0.013776 | 0.22989 | 0.077894 | 0.015497 | 9.2648e-07 | 0.015498 | 0.022022 | 0.000272 | 0.27555 | 0.0020615 | 0.20588 | 4.7507
0.45 | 0.024223 | 14812.4713 | 1272.4305 | 308.2089 | 307.7591 | 293.9473 | 307.6479 | 293.9473 | 14.2617 | -2.9479 | -1402.0032 | 1182.1691 | -0.28558 | 14.252 | 0.055486 | 0.054673 | supercritical | integrated_cp_bulk_transport | 14153.0422 | 23973.9403 | 30138.2264 | 10.5645 | 0.085123 | -1402.7519 | 1182.8004 | -2.6457e-05 | 0.00068623 | 0.00028883 | -5.5448e-08 | 490.4098 | 3118.6094 | 8.1909 | 86.3317 | 103.0879 | 363.9645 | 0.1525 | 0.0377 | 4.6451 | 98.3583 | 0.24231 | -0.013694 | 0.22861 | 0.077446 | 0.0155 | 9.2517e-07 | 0.015501 | 0.022022 | 0.00030516 | 0.28324 | 0.0020062 | 0.20036 | 5.3413
0.5 | 0.024223 | 14738.7162 | 1272.1569 | 308.1807 | 307.7359 | 293.9384 | 307.6248 | 293.9384 | 14.2423 | -2.9448 | -1400.5243 | 1180.9221 | -0.28558 | 14.2331 | 0.055505 | 0.054683 | supercritical | integrated_cp_bulk_transport | 14066.0762 | 24636.9493 | 30839.3917 | 10.763 | 0.085882 | -1401.2546 | 1181.5379 | -2.8064e-05 | 0.00074743 | 0.00029777 | -5.6932e-08 | 490.9417 | 3149.8443 | 8.1909 | 86.3294 | 105.9389 | 363.965 | 0.15099 | 0.0377 | 4.6452 | 98.3866 | 0.24096 | -0.013613 | 0.22735 | 0.077001 | 0.015504 | 9.2388e-07 | 0.015505 | 0.022022 | 0.00033813 | 0.29107 | 0.0019527 | 0.19503 | 5.9313
0.55 | 0.024223 | 14664.7602 | 1271.8835 | 308.1533 | 307.713 | 293.9295 | 307.602 | 293.9295 | 14.2238 | -2.9418 | -1399.0802 | 1179.7044 | -0.28558 | 14.2149 | 0.055523 | 0.054694 | supercritical | integrated_cp_bulk_transport | 13978.5896 | 25310.9863 | 31515.3563 | 10.9526 | 0.086617 | -1399.7942 | 1180.3065 | -2.9576e-05 | 0.00080548 | 0.00030554 | -5.8198e-08 | 491.2632 | 3178.8859 | 8.1909 | 86.3272 | 108.8372 | 363.9655 | 0.14961 | 0.0377 | 4.6454 | 98.4123 | 0.23962 | -0.013532 | 0.22609 | 0.076558 | 0.015507 | 9.2261e-07 | 0.015508 | 0.022022 | 0.00037092 | 0.29903 | 0.0019012 | 0.18989 | 6.5207
0.6 | 0.024223 | 14590.6085 | 1271.6105 | 308.1266 | 307.6904 | 293.9207 | 307.5795 | 293.9207 | 14.206 | -2.9388 | -1397.6661 | 1178.5121 | -0.28558 | 14.1974 | 0.055543 | 0.054706 | supercritical | integrated_cp_bulk_transport | 13890.607 | 25994.6589 | 32161.0976 | 11.1319 | 0.087324 | -1398.3663 | 1179.1024 | -3.0419e-05 | 0.00086048 | 0.00031207 | -5.9229e-08 | 491.3624 | 3205.4616 | 8.1909 | 86.325 | 111.777 | 363.966 | 0.14837 | 0.0377 | 4.6455 | 98.4351 | 0.23829 | -0.013453 | 0.22484 | 0.076118 | 0.01551 | 9.2136e-07 | 0.015511 | 0.022022 | 0.00040354 | 0.30711 | 0.0018517 | 0.18494 | 7.1094
0.65 | 0.024223 | 14516.2666 | 1271.3377 | 308.1007 | 307.6681 | 293.9118 | 307.5574 | 293.9118 | 14.1889 | -2.9359 | -1396.2779 | 1177.3415 | -0.28558 | 14.1807 | 0.055562 | 0.054717 | supercritical | integrated_cp_bulk_transport | 13802.1629 | 26686.2819 | 32771.8234 | 11.2996 | 0.087997 | -1396.9662 | 1177.9219 | -3.0793e-05 | 0.0009119 | 0.00031733 | -6.002e-08 | 491.23 | 3229.3106 | 8.1909 | 86.3227 | 114.751 | 363.9665 | 0.14727 | 0.0377 | 4.6456 | 98.455 | 0.23697 | -0.013373 | 0.2236 | 0.07568 | 0.015513 | 9.2013e-07 | 0.015514 | 0.022022 | 0.00043597 | 0.31528 | 0.001804 | 0.18019 | 7.6976
0.7 | 0.024223 | 14441.7405 | 1271.0652 | 308.0754 | 307.646 | 293.9029 | 307.5354 | 293.9029 | 14.1725 | -2.933 | -1394.9112 | 1176.1891 | -0.28558 | 14.1646 | 0.055582 | 0.054728 | supercritical | integrated_cp_bulk_transport | 13713.3035 | 27383.8535 | 33343.1123 | 11.4546 | 0.088633 | -1395.5897 | 1176.7612 | -3.0653e-05 | 0.00095948 | 0.00032129 | -6.0563e-08 | 490.8597 | 3250.1922 | 8.1909 | 86.3205 | 117.7506 | 363.967 | 0.14633 | 0.0377 | 4.6457 | 98.4718 | 0.23566 | -0.013295 | 0.22236 | 0.075245 | 0.015517 | 9.1891e-07 | 0.015518 | 0.022022 | 0.00046822 | 0.32352 | 0.0017584 | 0.17563 | 8.2852
0.75 | 0.024223 | 14367.0365 | 1270.7929 | 308.0508 | 307.6242 | 293.8941 | 307.5137 | 293.8941 | 14.1567 | -2.9302 | -1393.5623 | 1175.0517 | -0.28558 | 14.1492 | 0.055602 | 0.05474 | supercritical | integrated_cp_bulk_transport | 13624.0879 | 28085.038 | 33871.1152 | 11.5961 | 0.089227 | -1394.2328 | 1175.6171 | -2.9966e-05 | 0.001003 | 0.00032394 | -6.0858e-08 | 490.2481 | 3267.8973 | 8.1909 | 86.3183 | 120.7657 | 363.9675 | 0.14553 | 0.0377 | 4.6458 | 98.4855 | 0.23435 | -0.013216 | 0.22114 | 0.074812 | 0.01552 | 9.177e-07 | 0.015521 | 0.022022 | 0.00050029 | 0.3318 | 0.0017147 | 0.17128 | 8.8722
0.8 | 0.024223 | 14292.1614 | 1270.5209 | 308.0269 | 307.6025 | 293.8853 | 307.4921 | 293.8853 | 14.1416 | -2.9273 | -1392.2278 | 1173.9265 | -0.28558 | 14.1343 | 0.055622 | 0.054751 | supercritical | integrated_cp_bulk_transport | 13534.5883 | 28787.1535 | 34352.6252 | 11.7234 | 0.089775 | -1392.8919 | 1174.4865 | -1.314e-05 | 0.0010579 | 0.0003257 | -6.0903e-08 | 489.3953 | 3282.256 | 8.1909 | 86.3161 | 123.7848 | 363.968 | 0.1449 | 0.0377 | 4.646 | 98.4961 | 0.23305 | -0.013138 | 0.21992 | 0.074382 | 0.015523 | 9.165e-07 | 0.015524 | 0.022022 | 0.00053219 | 0.3401 | 0.0016731 | 0.16712 | 9.4586
0.85 | 0.024223 | 14217.1223 | 1270.2492 | 308.0035 | 307.5809 | 293.8764 | 307.4706 | 293.8764 | 14.1271 | -2.9246 | -1390.9057 | 1172.8117 | -0.28558 | 14.1201 | 0.055643 | 0.054763 | supercritical | integrated_cp_bulk_transport | 13444.8952 | 29487.1689 | 34785.8265 | 11.8366 | 0.090274 | -1391.5638 | 1173.3666 | -1.2503e-05 | 0.001092 | 0.00032582 | -6.0723e-08 | 488.3079 | 3293.1658 | 8.1909 | 86.3138 | 126.7948 | 363.9685 | 0.14442 | 0.0377 | 4.6461 | 98.5034 | 0.23177 | -0.01306 | 0.2187 | 0.073955 | 0.015527 | 9.1531e-07 | 0.015528 | 0.022022 | 0.00056391 | 0.34837 | 0.0016335 | 0.16317 | 10.0445
0.9 | 0.024223 | 14141.9266 | 1269.9778 | 307.9807 | 307.5595 | 293.8676 | 307.4493 | 293.8676 | 14.1131 | -2.9218 | -1389.595 | 1171.7065 | -0.28558 | 14.1064 | 0.055664 | 0.054775 | supercritical | integrated_cp_bulk_transport | 13355.1477 | 30181.7119 | 35174.4637 | 11.9373 | 0.090721 | -1390.2478 | 1172.2569 | -1.177e-05 | 0.001122 | 0.00032501 | -6.0367e-08 | 487.0175 | 3300.7217 | 8.1909 | 86.3116 | 129.7814 | 363.969 | 0.14409 | 0.0377 | 4.6462 | 98.5077 | 0.23048 | -0.012983 | 0.2175 | 0.07353 | 0.01553 | 9.1413e-07 | 0.015531 | 0.022022 | 0.00059545 | 0.35657 | 0.001596 | 0.15942 | 10.6298
0.95 | 0.024223 | 14066.5821 | 1269.7065 | 307.9584 | 307.5382 | 293.8588 | 307.4281 | 293.8588 | 14.0996 | -2.9191 | -1388.3233 | 1170.6342 | -0.28558 | 14.0932 | 0.055685 | 0.054787 | supercritical | integrated_cp_bulk_transport | 13265.4792 | 30867.0883 | 35520.7923 | 12.0267 | 0.091114 | -1388.9424 | 1171.1562 | -1.0822e-05 | 0.0011478 | 0.00032311 | -5.9805e-08 | 485.5469 | 3305.0077 | 8.1909 | 86.3094 | 132.7285 | 363.9695 | 0.1439 | 0.0377 | 4.6463 | 98.5091 | 0.22921 | -0.012905 | 0.2163 | 0.073108 | 0.015533 | 9.1297e-07 | 0.015534 | 0.022022 | 0.00062682 | 0.36467 | 0.0015605 | 0.15589 | 11.2146
1 | 0.024223 | 13991.0953 | 1269.4356 | 307.9367 | 307.5175 | 293.85 | 307.4075 | 293.85 | 14.0867 | [5 empty] | 0.055707 | 0.0548 | supercritical | integrated_cp_film_transport | 13177.2208 | 31539.3286 | 35822.7031 | 12.1589 | 0.091448 | -1387.7045 | 1170.1124 | -1.1403e-05 | 0.0011824 | 0.00032577 | -6.0147e-08 | 484.6203 | 3310.7944 | 8.1909 | 86.3072 | 135.6191 | 363.97 | 0.14365 | 0.0377 | 4.6464 | 98.5118 | 0.22794 | -0.012828 | 0.21512 | 0.072688 | 0 | 0 | 0 | 0.022022 | 0.00065802 | 0.37261 | 0.0015273 | 0.15257 | 11.7988

## May22_3
pos | roughness | Re_CO2 | Re_H2O | CO2b | CO2w | H2Ob | H2Ow | H2Ob_at_pos | dT_bulk | Q | q_CO2 | q_H2O | Q_leak | lmtd | CO2_heat_friction_factor | CO2_hydraulic_friction_factor | CO2_phase_bulk | CO2_Pr_branch | CO2_Re_film | CO2_Cp_bulk_J_kgK | CO2_Cp_integrated_J_kgK | CO2_Pr_used | CO2_k_film_W_mK | CO2_node_heat_flux_W_m2 | H2O_node_heat_flux_W_m2 | CO2_correlation_wall_flux_residual_W_m2 | CO2_final_wall_flux_residual_W_m2 | H2O_final_wall_flux_residual_W_m2 | wall_conduction_residual_K | Nu_CO2 | htc_CO2 | Nu_H2O | htc_H2O | CO2_mCp | H2O_mCp | r_CO2 | r_cond | r_H2O | U | CO2_visc | CO2_acc | CO2_tot | Ve_CO2 | H2O_visc | H2O_acc | H2O_tot | Ve_H2O | CO2_dp_cumulative_psi | C | NTU | effectiveness | overall effectiveness
0 | 0.021064 | 16898.0947 | 1275.422 | 310.869 | 309.7954 | 294.0444 | 309.6686 | 294.0444 | 16.8247 | -3.3575 | -1596.794 | 1346.4167 | -0.28558 | 16.7814 | 0.052398 | 0.05177 | supercritical | integrated_cp_bulk_transport | 16492.5813 | 8182.9602 | 9766.3347 | 4.3008 | 0.057146 | -1600.1483 | 1349.2451 | 1.3126e-05 | -0.0004045 | 7.9421e-05 | -2.3205e-08 | 349.1167 | 1490.4319 | 8.1909 | 86.3561 | 34.3684 | 363.9591 | 0.3191 | 0.0377 | 4.6438 | 95.1073 | 0 | 0 | 0 | 0.093575 | 0.015464 | 1.0473e-06 | 0.015465 | 0.022023 | 0 | 0.094429 | 0.0058186 | 0.58001 | 0
0.05 | 0.021064 | 16831.5559 | 1275.1134 | 310.7726 | 309.7199 | 294.0344 | 309.5935 | 294.0344 | 16.7383 | -3.3436 | -1590.212 | 1340.8668 | -0.28558 | 16.6965 | 0.052411 | 0.051778 | supercritical | integrated_cp_bulk_transport | 16418.6195 | 8406.6353 | 10065.916 | 4.4045 | 0.057792 | -1593.4429 | 1343.591 | 2.0721e-05 | -0.0002757 | 0.00012093 | -2.9773e-08 | 350.5678 | 1513.5462 | 8.1909 | 86.3536 | 35.3079 | 363.9596 | 0.31422 | 0.0377 | 4.6439 | 95.1975 | 0.26919 | -0.017801 | 0.25139 | 0.092979 | 0.015468 | 1.0428e-06 | 0.015469 | 0.022022 | 3.6461e-05 | 0.09701 | 0.0056692 | 0.56516 | 0.58276
0.1 | 0.021064 | 16764.6515 | 1274.8061 | 310.6792 | 309.6467 | 294.0244 | 309.5209 | 294.0244 | 16.6548 | -3.3303 | -1583.8727 | 1335.5215 | -0.28558 | 16.6145 | 0.052423 | 0.051787 | supercritical | integrated_cp_bulk_transport | 16344.155 | 8637.5566 | 10376.4647 | 4.5115 | 0.058447 | -1586.9841 | 1338.145 | 9.9223e-06 | -0.00015935 | 0.00016131 | -3.6292e-08 | 352.0324 | 1537.0921 | 8.1909 | 86.351 | 36.2777 | 363.9602 | 0.30941 | 0.0377 | 4.6441 | 95.2867 | 0.26752 | -0.017648 | 0.24987 | 0.092387 | 0.015472 | 1.0385e-06 | 0.015473 | 0.022022 | 7.2701e-05 | 0.099675 | 0.0055228 | 0.5506 | 1.1631
0.15 | 0.021064 | 16697.3863 | 1274.4999 | 310.5886 | 309.576 | 294.0144 | 309.4507 | 294.0144 | 16.5742 | -3.3175 | -1577.7683 | 1330.3742 | -0.28558 | 16.5352 | 0.052436 | 0.051795 | supercritical | integrated_cp_bulk_transport | 16269.1894 | 8875.9474 | 10698.364 | 4.6219 | 0.059111 | -1580.764 | 1332.9002 | -3.6845e-06 | -4.0516e-05 | 0.0002013 | -4.2738e-08 | 353.51 | 1561.0725 | 8.1909 | 86.3486 | 37.279 | 363.9607 | 0.30466 | 0.0377 | 4.6442 | 95.375 | 0.26586 | -0.017499 | 0.24836 | 0.091801 | 0.015475 | 1.0343e-06 | 0.015476 | 0.022022 | 0.00010872 | 0.10243 | 0.0053794 | 0.53635 | 1.7412
0.2 | 0.021064 | 16629.7652 | 1274.1948 | 310.5009 | 309.5076 | 294.0045 | 309.3828 | 294.0045 | 16.4963 | -3.3051 | -1571.8911 | 1325.4186 | -0.28558 | 16.4587 | 0.052449 | 0.051804 | supercritical | integrated_cp_bulk_transport | 16193.7241 | 9122.0349 | 11032.0051 | 4.736 | 0.059783 | -1574.775 | 1327.8503 | -1.2783e-05 | 8.8139e-05 | 0.0002414 | -4.9136e-08 | 355.0001 | 1585.4896 | 8.1909 | 86.3461 | 38.3125 | 363.9613 | 0.29997 | 0.0377 | 4.6443 | 95.4622 | 0.26422 | -0.017352 | 0.24687 | 0.09122 | 0.015479 | 1.0302e-06 | 0.01548 | 0.022022 | 0.00014453 | 0.10527 | 0.0052391 | 0.52239 | 2.317
0.25 | 0.021064 | 16561.793 | 1273.8908 | 310.4158 | 309.4414 | 293.9947 | 309.3171 | 293.9947 | 16.4211 | -3.2932 | -1566.2339 | 1320.6485 | -0.28558 | 16.3847 | 0.052462 | 0.051812 | supercritical | integrated_cp_bulk_transport | 16117.7606 | 9376.0493 | 11377.7865 | 4.8536 | 0.060465 | -1569.0095 | 1322.9888 | -1.0828e-05 | 0.0002327 | 0.00028182 | -5.5468e-08 | 356.5023 | 1610.3452 | 8.1909 | 86.3436 | 39.3794 | 363.9618 | 0.29534 | 0.0377 | 4.6445 | 95.5485 | 0.26259 | -0.017208 | 0.24538 | 0.090643 | 0.015483 | 1.0263e-06 | 0.015484 | 0.022022 | 0.00018012 | 0.1082 | 0.0051017 | 0.50874 | 2.8907
0.3 | 0.021064 | 16493.4743 | 1273.5878 | 310.3333 | 309.3774 | 293.9848 | 309.2535 | 293.9848 | 16.3484 | -3.2818 | -1560.7895 | 1316.0577 | -0.28558 | 16.3133 | 0.052475 | 0.051821 | supercritical | integrated_cp_bulk_transport | 16041.3001 | 9638.2244 | 11736.1129 | 4.9751 | 0.061155 | -1563.4604 | 1318.3098 | -1.6327e-05 | 0.00037477 | 0.00032156 | -6.1734e-08 | 358.016 | 1635.6403 | 8.1909 | 86.3411 | 40.4805 | 363.9624 | 0.29077 | 0.0377 | 4.6446 | 95.6337 | 0.26097 | -0.017067 | 0.24391 | 0.090071 | 0.015486 | 1.0225e-06 | 0.015487 | 0.022022 | 0.00021549 | 0.11122 | 0.0049674 | 0.49537 | 3.4623
0.35 | 0.021064 | 16424.8137 | 1273.2858 | 310.2533 | 309.3155 | 293.975 | 309.192 | 293.975 | 16.2783 | -3.2708 | -1555.5509 | 1311.6405 | -0.28558 | 16.2444 | 0.052489 | 0.05183 | supercritical | integrated_cp_bulk_transport | 15964.3437 | 9908.7969 | 12107.3946 | 5.1004 | 0.061853 | -1558.1205 | 1313.8072 | -2.2253e-05 | 0.00052046 | 0.00036096 | -6.7942e-08 | 359.5406 | 1661.3755 | 8.1909 | 86.3387 | 41.6169 | 363.9629 | 0.28626 | 0.0377 | 4.6447 | 95.7178 | 0.25937 | -0.016929 | 0.24244 | 0.089504 | 0.01549 | 1.0189e-06 | 0.015491 | 0.022022 | 0.00025066 | 0.11434 | 0.004836 | 0.4823 | 4.0319
0.4 | 0.021064 | 16355.8158 | 1272.9848 | 310.1758 | 309.2555 | 293.9653 | 309.1324 | 293.9653 | 16.2105 | -3.2602 | -1550.5113 | 1307.3912 | -0.28558 | 16.1778 | 0.052502 | 0.051839 | supercritical | integrated_cp_bulk_transport | 15886.8924 | 10188.0061 | 12492.0449 | 5.2297 | 0.062561 | -1552.983 | 1309.4753 | -1.1793e-05 | 0.00068656 | 0.00040076 | -7.407e-08 | 361.0753 | 1687.5503 | 8.1909 | 86.3362 | 42.7896 | 363.9635 | 0.28182 | 0.0377 | 4.6449 | 95.8009 | 0.25778 | -0.016793 | 0.24099 | 0.088941 | 0.015494 | 1.0154e-06 | 0.015495 | 0.022022 | 0.00028561 | 0.11757 | 0.0047076 | 0.46952 | 4.5996
0.45 | 0.021064 | 16286.4848 | 1272.6847 | 310.1007 | 309.1976 | 293.9555 | 309.0749 | 293.9555 | 16.1451 | -3.25 | -1545.6641 | 1303.304 | -0.28558 | 16.1136 | 0.052516 | 0.051848 | supercritical | integrated_cp_bulk_transport | 15808.9471 | 10476.0941 | 12890.4783 | 5.3632 | 0.063277 | -1548.0412 | 1305.3083 | -1.432e-05 | 0.00084286 | 0.00043947 | -8.0138e-08 | 362.6195 | 1714.1635 | 8.1909 | 86.3337 | 43.9996 | 363.964 | 0.27745 | 0.0377 | 4.645 | 95.8828 | 0.25621 | -0.01666 | 0.23955 | 0.088383 | 0.015497 | 1.012e-06 | 0.015498 | 0.022022 | 0.00032035 | 0.12089 | 0.004582 | 0.45703 | 5.1655
0.5 | 0.021064 | 16216.8253 | 1272.3855 | 310.0278 | 309.1415 | 293.9458 | 309.0192 | 293.9458 | 16.082 | -3.2402 | -1541.0029 | 1299.3736 | -0.28558 | 16.0515 | 0.052531 | 0.051857 | supercritical | integrated_cp_bulk_transport | 15730.5084 | 10773.3053 | 13303.1065 | 5.5008 | 0.064001 | -1543.2885 | 1301.3009 | -1.6902e-05 | 0.0010027 | 0.00047774 | -8.6131e-08 | 364.1723 | 1741.213 | 8.1909 | 86.3313 | 45.2479 | 363.9646 | 0.27314 | 0.0377 | 4.6451 | 95.9637 | 0.25465 | -0.016529 | 0.23812 | 0.087829 | 0.015501 | 1.0087e-06 | 0.015502 | 0.022022 | 0.00035489 | 0.12432 | 0.0044594 | 0.44482 | 5.7296
0.55 | 0.021064 | 16146.8414 | 1272.0871 | 309.9572 | 309.0872 | 293.9361 | 308.9653 | 293.9361 | 16.0211 | -3.2307 | -1536.5213 | 1295.5948 | -0.28558 | 15.9917 | 0.052545 | 0.051866 | supercritical | integrated_cp_bulk_transport | 15651.5767 | 11079.8864 | 13730.3335 | 5.6427 | 0.064734 | -1538.7186 | 1297.4475 | -1.9533e-05 | 0.0011653 | 0.00051549 | -9.2049e-08 | 365.7327 | 1768.6951 | 8.1909 | 86.3289 | 46.5355 | 363.9651 | 0.2689 | 0.0377 | 4.6453 | 96.0434 | 0.2531 | -0.0164 | 0.2367 | 0.08728 | 0.015504 | 1.0055e-06 | 0.015505 | 0.022022 | 0.00038922 | 0.12786 | 0.0043396 | 0.4329 | 6.292
0.6 | 0.021064 | 16076.5374 | 1271.7896 | 309.8888 | 309.0347 | 293.9265 | 308.9131 | 293.9265 | 15.9623 | -3.2217 | -1532.2132 | 1291.9622 | -0.28558 | 15.9339 | 0.052559 | 0.051875 | supercritical | integrated_cp_bulk_transport | 15572.1521 | 11396.0858 | 14172.5486 | 5.7891 | 0.065475 | -1534.3252 | 1293.743 | -2.2205e-05 | 0.0013305 | 0.00055269 | -9.7887e-08 | 367.2995 | 1796.6048 | 8.1909 | 86.3264 | 47.8636 | 363.9657 | 0.26472 | 0.0377 | 4.6454 | 96.1219 | 0.25156 | -0.016274 | 0.23529 | 0.086735 | 0.015508 | 1.0025e-06 | 0.015509 | 0.022022 | 0.00042334 | 0.13151 | 0.0042226 | 0.42125 | 6.8527
0.65 | 0.021064 | 16005.9174 | 1271.4929 | 309.8224 | 308.9839 | 293.9168 | 308.8627 | 293.9168 | 15.9055 | -3.213 | -1528.0726 | 1288.4709 | -0.28558 | 15.8782 | 0.052574 | 0.051885 | supercritical | integrated_cp_bulk_transport | 15492.2342 | 11722.1536 | 14630.1178 | 5.9399 | 0.066224 | -1530.1023 | 1290.1823 | -2.5013e-05 | 0.001498 | 0.00058934 | -1.0365e-07 | 368.8712 | 1824.935 | 8.1909 | 86.324 | 49.233 | 363.9662 | 0.26061 | 0.0377 | 4.6455 | 96.1993 | 0.25004 | -0.01615 | 0.23389 | 0.086193 | 0.015512 | 9.9951e-07 | 0.015513 | 0.022022 | 0.00045727 | 0.13527 | 0.0041085 | 0.40989 | 7.4119
0.7 | 0.021064 | 15934.9856 | 1271.1969 | 309.758 | 308.9348 | 293.9072 | 308.8138 | 293.9072 | 15.8508 | -3.2046 | -1524.0936 | 1285.1157 | -0.28558 | 15.8244 | 0.052589 | 0.051895 | supercritical | integrated_cp_bulk_transport | 15411.8223 | 12058.341 | 15103.3717 | 6.0953 | 0.066981 | -1526.0439 | 1286.7602 | -2.7759e-05 | 0.0016674 | 0.00062532 | -1.0931e-07 | 370.4463 | 1853.6765 | 8.1909 | 86.3216 | 50.645 | 363.9667 | 0.25657 | 0.0377 | 4.6457 | 96.2754 | 0.24852 | -0.016028 | 0.2325 | 0.085656 | 0.015515 | 9.9665e-07 | 0.015516 | 0.022022 | 0.00049099 | 0.13915 | 0.0039971 | 0.3988 | 7.9696
0.75 | 0.021064 | 15863.746 | 1270.9017 | 309.6956 | 308.8872 | 293.8976 | 308.7665 | 293.8976 | 15.798 | -3.1966 | -1520.2703 | 1281.8919 | -0.28558 | 15.7725 | 0.052605 | 0.051904 | supercritical | integrated_cp_bulk_transport | 15330.915 | 12404.9 | 15592.5905 | 6.2554 | 0.067746 | -1522.1441 | 1283.4719 | -3.0526e-05 | 0.0018383 | 0.00066062 | -1.1488e-07 | 372.0227 | 1882.8168 | 8.1909 | 86.3192 | 52.1006 | 363.9673 | 0.2526 | 0.0377 | 4.6458 | 96.3503 | 0.24702 | -0.015908 | 0.23111 | 0.085123 | 0.015519 | 9.9388e-07 | 0.01552 | 0.022022 | 0.00052451 | 0.14315 | 0.0038884 | 0.38798 | 8.5258
0.8 | 0.021064 | 15792.2026 | 1270.6071 | 309.6352 | 308.8412 | 293.8881 | 308.7208 | 293.8881 | 15.7471 | -3.1889 | -1516.5969 | 1278.7945 | -0.28558 | 15.7225 | 0.05262 | 0.051914 | supercritical | integrated_cp_bulk_transport | 15249.5102 | 12762.0828 | 16097.9854 | 6.4201 | 0.068518 | -1518.3972 | 1280.3125 | -3.3306e-05 | 0.0020105 | 0.00069518 | -1.2035e-07 | 373.5978 | 1912.3398 | 8.1909 | 86.3168 | 53.6008 | 363.9678 | 0.2487 | 0.0377 | 4.6459 | 96.424 | 0.24553 | -0.015791 | 0.22974 | 0.084594 | 0.015522 | 9.9122e-07 | 0.015523 | 0.022022 | 0.00055783 | 0.14727 | 0.0037825 | 0.37743 | 9.0807
0.85 | 0.021064 | 15720.3593 | 1270.3133 | 309.5765 | 308.7966 | 293.8785 | 308.6765 | 293.8785 | 15.698 | -3.1814 | -1513.0678 | 1275.8188 | -0.28558 | 15.6743 | 0.052636 | 0.051924 | supercritical | integrated_cp_bulk_transport | 15167.605 | 13130.1405 | 16619.6754 | 6.5894 | 0.069297 | -1514.7974 | 1277.2771 | -3.6092e-05 | 0.0021834 | 0.00072894 | -1.257e-07 | 375.1687 | 1942.2248 | 8.1909 | 86.3144 | 55.1466 | 363.9684 | 0.24487 | 0.0377 | 4.646 | 96.4963 | 0.24405 | -0.015675 | 0.22838 | 0.084069 | 0.015526 | 9.8864e-07 | 0.015527 | 0.022022 | 0.00059095 | 0.15151 | 0.0036792 | 0.36714 | 9.6341
0.9 | 0.021064 | 15648.2202 | 1270.0201 | 309.5196 | 308.7534 | 293.869 | 308.6336 | 293.869 | 15.6506 | -3.1743 | -1509.6773 | 1272.9599 | -0.28558 | 15.6278 | 0.052652 | 0.051935 | supercritical | integrated_cp_bulk_transport | 15085.1953 | 13509.3227 | 17157.6603 | 6.7634 | 0.070084 | -1511.3389 | 1274.361 | -1.5761e-05 | 0.0023797 | 0.00076279 | -1.3092e-07 | 376.7316 | 1972.4455 | 8.1909 | 86.312 | 56.7392 | 363.9689 | 0.24112 | 0.0377 | 4.6462 | 96.5673 | 0.24259 | -0.015561 | 0.22703 | 0.083548 | 0.015529 | 9.8614e-07 | 0.01553 | 0.022022 | 0.00062388 | 0.15589 | 0.0035786 | 0.35712 | 10.1863
0.95 | 0.021064 | 15575.789 | 1269.7275 | 309.4645 | 308.7116 | 293.8595 | 308.592 | 293.8595 | 15.605 | -3.1675 | -1506.4196 | 1270.213 | -0.28558 | 15.583 | 0.052668 | 0.051945 | supercritical | integrated_cp_bulk_transport | 15002.276 | 13899.8749 | 17711.7886 | 6.9419 | 0.070877 | -1508.0162 | 1271.5593 | -1.6848e-05 | 0.0025537 | 0.00079474 | -1.3602e-07 | 378.2821 | 2002.9686 | 8.1909 | 86.3096 | 58.3795 | 363.9694 | 0.23744 | 0.0377 | 4.6463 | 96.6369 | 0.24113 | -0.015449 | 0.22568 | 0.08303 | 0.015533 | 9.8373e-07 | 0.015534 | 0.022022 | 0.00065661 | 0.1604 | 0.0034805 | 0.34735 | 10.7373
1 | 0.021064 | 15503.0698 | 1269.4356 | 309.411 | 308.6711 | 293.85 | 308.5518 | 293.85 | 15.561 | [5 empty] | 0.052685 | 0.051955 | supercritical | integrated_cp_bulk_transport | 14918.8406 | 14302.0376 | 18281.7218 | 7.1247 | 0.071675 | -1504.8235 | 1268.8672 | -1.793e-05 | 0.0027288 | 0.00082568 | -1.4095e-07 | 379.8148 | 2033.7529 | 8.1909 | 86.3072 | 60.0686 | 363.97 | 0.23385 | 0.0377 | 4.6464 | 96.705 | 0.23969 | -0.015338 | 0.22435 | 0.082516 | 0 | 0 | 0 | 0.022022 | 0.00068915 | 0.16504 | 0.0033851 | 0.33784 | 11.2871

## May24_2
pos | roughness | Re_CO2 | Re_H2O | CO2b | CO2w | H2Ob | H2Ow | H2Ob_at_pos | dT_bulk | Q | q_CO2 | q_H2O | Q_leak | lmtd | CO2_heat_friction_factor | CO2_hydraulic_friction_factor | CO2_phase_bulk | CO2_Pr_branch | CO2_Re_film | CO2_Cp_bulk_J_kgK | CO2_Cp_integrated_J_kgK | CO2_Pr_used | CO2_k_film_W_mK | CO2_node_heat_flux_W_m2 | H2O_node_heat_flux_W_m2 | CO2_correlation_wall_flux_residual_W_m2 | CO2_final_wall_flux_residual_W_m2 | H2O_final_wall_flux_residual_W_m2 | wall_conduction_residual_K | Nu_CO2 | htc_CO2 | Nu_H2O | htc_H2O | CO2_mCp | H2O_mCp | r_CO2 | r_cond | r_H2O | U | CO2_visc | CO2_acc | CO2_tot | Ve_CO2 | H2O_visc | H2O_acc | H2O_tot | Ve_H2O | CO2_dp_cumulative_psi | C | NTU | effectiveness | overall effectiveness
0 | 0.049887 | 6476.6459 | 1271.7151 | 300.8692 | 299.3993 | 293.924 | 299.3552 | 293.924 | 6.9452 | -1.1636 | -553.3774 | 466.6079 | -0.28558 | 6.914 | 0.076963 | 0.07491 | supercritical_liquid | bulk_cp | 6312.2359 | 4198.5642 | 3991.9527 | 3.1935 | 0.082142 | -556.0327 | 468.8468 | -4.4745e-07 | 0.0056455 | 0.0039957 | -4.5999e-07 | 61.6434 | 378.2739 | 8.1909 | 86.3258 | 17.634 | 363.9658 | 1.2573 | 0.0377 | 4.6454 | 80.0605 | 0 | 0 | 0 | 0.040333 | 0.015509 | 4.1421e-07 | 0.015509 | 0.022022 | 0 | 0.04845 | 0.0095462 | 0.94986 | 0
0.05 | 0.049887 | 6461.1994 | 1271.5925 | 300.8031 | 299.3432 | 293.9201 | 299.2995 | 293.9201 | 6.883 | -1.1524 | -548.092 | 462.1512 | -0.28558 | 6.852 | 0.076974 | 0.074917 | supercritical_liquid | bulk_cp | 6299.2259 | 4177.6681 | 3975.8006 | 3.1816 | 0.082229 | -550.7311 | 464.3764 | -4.1017e-07 | 0.0051857 | 0.0035873 | -4.0405e-07 | 61.4093 | 377.2388 | 8.1909 | 86.3248 | 17.5462 | 363.966 | 1.2607 | 0.0377 | 4.6455 | 80.0133 | 0.1683 | -0.0016067 | 0.1667 | 0.040279 | 0.01551 | 4.1095e-07 | 0.015511 | 0.022022 | 2.4177e-05 | 0.048208 | 0.0095883 | 0.95403 | 1.1286
0.1 | 0.049887 | 6445.9595 | 1271.4708 | 300.7372 | 299.2874 | 293.9161 | 299.2442 | 293.9161 | 6.8211 | -1.1414 | -542.8392 | 457.722 | -0.28558 | 6.7903 | 0.076984 | 0.074925 | supercritical_liquid | bulk_cp | 6286.3795 | 4157.2474 | 3959.9799 | 3.1699 | 0.082317 | -545.4618 | 459.9334 | -3.7298e-07 | 0.0047252 | 0.0031889 | -3.5044e-07 | 61.179 | 376.2227 | 8.1909 | 86.3238 | 17.4604 | 363.9662 | 1.2641 | 0.0377 | 4.6455 | 79.9668 | 0.1681 | -0.0015841 | 0.16651 | 0.040226 | 0.015512 | 4.0771e-07 | 0.015512 | 0.022022 | 4.8328e-05 | 0.047973 | 0.0096298 | 0.95814 | 2.2465
0.15 | 0.049887 | 6430.9234 | 1271.3501 | 300.6717 | 299.232 | 293.9122 | 299.1891 | 293.9122 | 6.7595 | -1.1304 | -537.6193 | 453.3206 | -0.28558 | 6.7288 | 0.076994 | 0.074933 | supercritical_liquid | bulk_cp | 6273.6947 | 4137.2879 | 3944.4818 | 3.1584 | 0.082403 | -540.2254 | 455.5181 | -3.3592e-07 | 0.0042642 | 0.0028002 | -2.9909e-07 | 60.9525 | 375.225 | 8.1909 | 86.3228 | 17.3766 | 363.9665 | 1.2675 | 0.0377 | 4.6456 | 79.921 | 0.1679 | -0.0015619 | 0.16633 | 0.040174 | 0.015513 | 4.045e-07 | 0.015514 | 0.022022 | 7.2453e-05 | 0.047742 | 0.0096707 | 0.96219 | 3.3536
0.2 | 0.049887 | 6416.088 | 1271.2303 | 300.6065 | 299.1769 | 293.9083 | 299.1345 | 293.9083 | 6.6982 | -1.1195 | -532.4326 | 448.9472 | -0.28558 | 6.6676 | 0.077004 | 0.074941 | supercritical_liquid | bulk_cp | 6261.1695 | 4117.7758 | 3929.2978 | 3.1472 | 0.08249 | -535.0221 | 451.1306 | -2.9903e-07 | 0.0038026 | 0.0024209 | -2.4994e-07 | 60.7298 | 374.2455 | 8.1909 | 86.3219 | 17.2947 | 363.9667 | 1.2708 | 0.0377 | 4.6456 | 79.8758 | 0.1677 | -0.00154 | 0.16616 | 0.040122 | 0.015515 | 4.0131e-07 | 0.015515 | 0.022022 | 9.6552e-05 | 0.047517 | 0.0097111 | 0.96619 | 4.4501
0.25 | 0.049887 | 6401.4505 | 1271.1114 | 300.5416 | 299.1222 | 293.9044 | 299.0802 | 293.9044 | 6.6372 | -1.1087 | -527.2794 | 444.602 | -0.28558 | 6.6067 | 0.077014 | 0.074948 | supercritical_liquid | bulk_cp | 6248.8019 | 4098.698 | 3914.4197 | 3.1362 | 0.082575 | -529.852 | 446.7712 | -2.6236e-07 | 0.0033408 | 0.0020507 | -2.029e-07 | 60.5108 | 373.2835 | 8.1909 | 86.3209 | 17.2145 | 363.9669 | 1.2741 | 0.0377 | 4.6457 | 79.8312 | 0.1675 | -0.0015185 | 0.16598 | 0.040071 | 0.015516 | 3.9814e-07 | 0.015517 | 0.022022 | 0.00012063 | 0.047297 | 0.0097508 | 0.97012 | 5.536
0.3 | 0.049887 | 6387.0081 | 1270.9935 | 300.477 | 299.0678 | 293.9006 | 299.0262 | 293.9006 | 6.5764 | -1.0979 | -522.1599 | 440.2852 | -0.28558 | 6.5462 | 0.077024 | 0.074956 | supercritical_liquid | bulk_cp | 6236.59 | 4080.0418 | 3899.8396 | 3.1255 | 0.082661 | -524.7156 | 442.4402 | -4.5804e-07 | 0.0028786 | 0.0016893 | -1.5792e-07 | 60.2953 | 372.3387 | 8.1909 | 86.3199 | 17.1362 | 363.9671 | 1.2773 | 0.0377 | 4.6457 | 79.7873 | 0.16731 | -0.0014973 | 0.16581 | 0.040021 | 0.015518 | 3.9499e-07 | 0.015518 | 0.022022 | 0.00014467 | 0.047082 | 0.00979 | 0.974 | 6.6114
0.35 | 0.049887 | 6372.7579 | 1270.8765 | 300.4128 | 299.0138 | 293.8968 | 298.9726 | 293.8968 | 6.516 | -1.0872 | -517.0743 | 435.997 | -0.28558 | 6.4859 | 0.077034 | 0.074963 | supercritical_liquid | bulk_cp | 6224.5319 | 4061.7948 | 3885.5498 | 3.115 | 0.082746 | -519.6129 | 438.1376 | -3.8479e-07 | 0.0024168 | 0.0013367 | -1.1493e-07 | 60.0834 | 371.4108 | 8.1909 | 86.319 | 17.0595 | 363.9673 | 1.2805 | 0.0377 | 4.6458 | 79.7439 | 0.16711 | -0.0014764 | 0.16564 | 0.039971 | 0.015519 | 3.9187e-07 | 0.015519 | 0.022022 | 0.0001687 | 0.046871 | 0.0098287 | 0.97783 | 7.6764
0.4 | 0.049887 | 6358.6972 | 1270.7604 | 300.349 | 298.9602 | 293.893 | 298.9194 | 293.893 | 6.4559 | -1.0766 | -512.0228 | 431.7376 | -0.28558 | 6.426 | 0.077044 | 0.074971 | supercritical_liquid | bulk_cp | 6212.6255 | 4043.9453 | 3871.5428 | 3.1047 | 0.08283 | -514.5443 | 433.8638 | -3.1224e-07 | 0.0019552 | 0.00099247 | -7.3855e-08 | 59.8748 | 370.4992 | 8.1909 | 86.318 | 16.9846 | 363.9675 | 1.2837 | 0.0377 | 4.6458 | 79.7012 | 0.16693 | -0.0014558 | 0.16547 | 0.039923 | 0.01552 | 3.8876e-07 | 0.015521 | 0.022022 | 0.0001927 | 0.046665 | 0.0098668 | 0.9816 | 8.731
0.45 | 0.049887 | 6344.8233 | 1270.6452 | 300.2854 | 298.9069 | 293.8893 | 298.8665 | 293.8893 | 6.3961 | -1.066 | -507.0057 | 427.5072 | -0.28558 | 6.3664 | 0.077053 | 0.074978 | supercritical_liquid | bulk_cp | 6200.869 | 4026.482 | 3857.8115 | 3.0946 | 0.082914 | -509.51 | 429.6188 | -2.4044e-07 | 0.0014939 | 0.00065642 | -3.4645e-08 | 59.6697 | 369.6036 | 8.1909 | 86.3171 | 16.9112 | 363.9678 | 1.2868 | 0.0377 | 4.6459 | 79.659 | 0.16674 | -0.0014356 | 0.1653 | 0.039875 | 0.015522 | 3.8568e-07 | 0.015522 | 0.022022 | 0.00021667 | 0.046464 | 0.0099043 | 0.98532 | 9.7753
0.5 | 0.049887 | 6331.1335 | 1270.5308 | 300.2223 | 298.854 | 293.8856 | 298.814 | 293.8856 | 6.3367 | -1.0556 | -502.023 | 423.3058 | -0.28558 | 6.3071 | 0.077063 | 0.074986 | supercritical_liquid | bulk_cp | 6189.2605 | 4009.3938 | 3844.3488 | 3.0847 | 0.082997 | -504.51 | 425.4028 | -3.4335e-07 | 0.0010331 | 0.00032831 | 2.764e-09 | 59.4678 | 368.7238 | 8.1909 | 86.3161 | 16.8395 | 363.968 | 1.2898 | 0.0377 | 4.6459 | 79.6174 | 0.16656 | -0.0014156 | 0.16514 | 0.039827 | 0.015523 | 3.8262e-07 | 0.015524 | 0.022022 | 0.00024062 | 0.046266 | 0.0099413 | 0.98898 | 10.8094
0.55 | 0.049887 | 6317.6253 | 1270.4174 | 300.1595 | 298.8015 | 293.8819 | 298.7619 | 293.8819 | 6.2775 | -1.0452 | -497.0751 | 419.1337 | -0.28558 | 6.2481 | 0.077073 | 0.074993 | supercritical_liquid | bulk_cp | 6177.7982 | 3992.67 | 3831.148 | 3.075 | 0.08308 | -499.5446 | 421.216 | -4.0781e-07 | 0.00057301 | 7.9664e-06 | 3.843e-08 | 59.2692 | 367.8592 | 8.1909 | 86.3152 | 16.7692 | 363.9682 | 1.2929 | 0.0377 | 4.646 | 79.5764 | 0.16638 | -0.001396 | 0.16498 | 0.03978 | 0.015525 | 3.7959e-07 | 0.015525 | 0.022022 | 0.00026455 | 0.046073 | 0.0099778 | 0.99259 | 11.8332
0.6 | 0.049887 | 6304.2959 | 1270.3049 | 300.097 | 298.7493 | 293.8782 | 298.7101 | 293.8782 | 6.2188 | -1.0348 | -492.1619 | 414.9909 | -0.28558 | 6.1895 | 0.077082 | 0.075 | supercritical_liquid | bulk_cp | 6166.4802 | 3976.3007 | 3818.2026 | 3.0656 | 0.083162 | -494.614 | 417.0585 | -2.5104e-07 | 0.00011404 | -0.00030476 | 7.241e-08 | 59.0738 | 367.0095 | 8.1909 | 86.3143 | 16.7005 | 363.9684 | 1.2959 | 0.0377 | 4.646 | 79.5359 | 0.1662 | -0.0013767 | 0.16482 | 0.039734 | 0.015526 | 3.7657e-07 | 0.015526 | 0.022022 | 0.00028846 | 0.045884 | 0.010014 | 0.99616 | 12.8471
0.65 | 0.049887 | 6291.1429 | 1270.1932 | 300.0349 | 298.6975 | 293.8746 | 298.6587 | 293.8746 | 6.1603 | -1.0246 | -487.2838 | 410.8777 | -0.28558 | 6.1312 | 0.077091 | 0.075007 | supercritical_liquid | bulk_cp | 6155.3047 | 3960.2757 | 3805.5062 | 3.0563 | 0.083244 | -489.7183 | 412.9305 | 3.1537e-07 | -0.00034347 | -0.00061001 | 1.0476e-07 | 58.8815 | 366.1745 | 8.1909 | 86.3134 | 16.6332 | 363.9686 | 1.2988 | 0.0377 | 4.6461 | 79.496 | 0.16602 | -0.0013577 | 0.16466 | 0.039689 | 0.015527 | 3.7358e-07 | 0.015528 | 0.022022 | 0.00031234 | 0.045699 | 0.010049 | 0.99967 | 13.8508
0.7 | 0.049887 | 6278.1637 | 1270.0824 | 299.9732 | 298.6461 | 293.871 | 298.6077 | 293.871 | 6.1022 | -1.0144 | -482.4407 | 406.794 | -0.28558 | 6.0732 | 0.0771 | 0.075014 | supercritical_liquid | bulk_cp | 6144.2698 | 3944.5857 | 3793.0527 | 3.0472 | 0.083325 | -484.8576 | 408.832 | 4.3104e-07 | -0.0008002 | -0.00090818 | 1.3553e-07 | 58.6922 | 365.3537 | 8.1909 | 86.3125 | 16.5673 | 363.9688 | 1.3017 | 0.0377 | 4.6461 | 79.4566 | 0.16585 | -0.0013389 | 0.16451 | 0.039644 | 0.015529 | 3.7061e-07 | 0.015529 | 0.022022 | 0.0003362 | 0.045518 | 0.010084 | 1.0031 | 14.8447
0.75 | 0.049887 | 6265.3559 | 1269.9725 | 299.9118 | 298.595 | 293.8674 | 298.557 | 293.8674 | 6.0444 | -1.0043 | -477.6328 | 402.74 | -0.28558 | 6.0156 | 0.07711 | 0.075021 | supercritical_liquid | bulk_cp | 6133.3739 | 3929.2215 | 3780.8361 | 3.0383 | 0.083406 | -480.0321 | 404.7631 | 3.4661e-07 | -0.0012558 | -0.0011994 | 1.6478e-07 | 58.5059 | 364.5469 | 8.1909 | 86.3116 | 16.5027 | 363.969 | 1.3046 | 0.0377 | 4.6462 | 79.4178 | 0.16568 | -0.0013205 | 0.16436 | 0.0396 | 0.01553 | 3.6767e-07 | 0.01553 | 0.022022 | 0.00036004 | 0.045341 | 0.010119 | 1.0065 | 15.8286
0.8 | 0.049887 | 6252.7171 | 1269.8634 | 299.8509 | 298.5444 | 293.8639 | 298.5067 | 293.8639 | 5.987 | -0.99425 | -472.8602 | 398.7157 | -0.28558 | 5.9584 | 0.077119 | 0.075028 | supercritical_liquid | bulk_cp | 6122.6151 | 3914.1742 | 3768.8507 | 3.0296 | 0.083486 | -475.2418 | 400.7239 | 2.361e-07 | -0.0017098 | -0.0014838 | 1.9255e-07 | 58.3225 | 363.7537 | 8.1909 | 86.3107 | 16.4395 | 363.9692 | 1.3075 | 0.0377 | 4.6462 | 79.3795 | 0.16551 | -0.0013023 | 0.16421 | 0.039556 | 0.015531 | 3.6474e-07 | 0.015532 | 0.022022 | 0.00038385 | 0.045167 | 0.010153 | 1.0099 | 16.8028
0.85 | 0.049887 | 6240.2449 | 1269.7552 | 299.7903 | 298.4941 | 293.8604 | 298.4568 | 293.8604 | 5.9299 | -0.98429 | -468.123 | 394.7213 | -0.28558 | 5.9015 | 0.077128 | 0.075035 | supercritical_liquid | bulk_cp | 6111.9918 | 3899.4352 | 3757.091 | 3.021 | 0.083566 | -470.4869 | 396.7145 | 2.9991e-07 | -0.002162 | -0.0017614 | 2.189e-07 | 58.142 | 362.9739 | 8.1909 | 86.3098 | 16.3776 | 363.9694 | 1.3103 | 0.0377 | 4.6463 | 79.3417 | 0.16534 | -0.0012844 | 0.16406 | 0.039513 | 0.015533 | 3.6184e-07 | 0.015533 | 0.022022 | 0.00040765 | 0.044997 | 0.010186 | 1.0132 | 17.7672
0.9 | 0.049887 | 6227.9368 | 1269.6478 | 299.7301 | 298.4441 | 293.8569 | 298.4072 | 293.8569 | 5.8732 | -0.97441 | -463.4213 | 390.7568 | -0.28558 | 5.8449 | 0.077136 | 0.075042 | supercritical_liquid | bulk_cp | 6101.5021 | 3884.9963 | 3745.5514 | 3.0126 | 0.083645 | -465.7674 | 392.735 | 3.625e-07 | -0.0026123 | -0.0020326 | 2.4387e-07 | 57.9644 | 362.2072 | 8.1909 | 86.3089 | 16.317 | 363.9696 | 1.313 | 0.0377 | 4.6463 | 79.3044 | 0.16518 | -0.0012668 | 0.16391 | 0.03947 | 0.015534 | 3.5896e-07 | 0.015534 | 0.022022 | 0.00043142 | 0.044831 | 0.010219 | 1.0165 | 18.7219
0.95 | 0.049887 | 6215.7906 | 1269.5413 | 299.6702 | 298.3946 | 293.8534 | 298.358 | 293.8534 | 5.8168 | -0.9646 | -458.7551 | 386.8223 | -0.28558 | 5.7887 | 0.077145 | 0.075048 | supercritical_liquid | bulk_cp | 6091.1444 | 3870.8495 | 3734.2267 | 3.0044 | 0.083724 | -461.0834 | 388.7855 | 4.2385e-07 | -0.0030606 | -0.0022973 | 2.6752e-07 | 57.7895 | 361.4532 | 8.1909 | 86.3081 | 16.2576 | 363.9698 | 1.3158 | 0.0377 | 4.6464 | 79.2676 | 0.16502 | -0.0012494 | 0.16377 | 0.039429 | 0.015535 | 3.5611e-07 | 0.015536 | 0.022022 | 0.00045517 | 0.044667 | 0.010252 | 1.0197 | 19.6671
1 | 0.049887 | 6203.8041 | 1269.4356 | 299.6108 | 298.3454 | 293.85 | 298.3092 | 293.85 | 5.7608 | [5 empty] | 0.077154 | 0.075055 | supercritical_liquid | bulk_cp | 6080.917 | 3856.9871 | 3723.1119 | 2.9963 | 0.083802 | -456.4349 | 384.8659 | 2.3914e-07 | -0.0035069 | -0.0025559 | 2.8987e-07 | 57.6173 | 360.7118 | 8.1909 | 86.3072 | 16.1993 | 363.97 | 1.3185 | 0.0377 | 4.6464 | 79.2313 | 0.16486 | -0.0012323 | 0.16363 | 0.039387 | 0 | 0 | 0 | 0.022022 | 0.00047891 | 0.044507 | 0.010284 | 1.0229 | 20.6028

## May27_10
pos | roughness | Re_CO2 | Re_H2O | CO2b | CO2w | H2Ob | H2Ow | H2Ob_at_pos | dT_bulk | Q | q_CO2 | q_H2O | Q_leak | lmtd | CO2_heat_friction_factor | CO2_hydraulic_friction_factor | CO2_phase_bulk | CO2_Pr_branch | CO2_Re_film | CO2_Cp_bulk_J_kgK | CO2_Cp_integrated_J_kgK | CO2_Pr_used | CO2_k_film_W_mK | CO2_node_heat_flux_W_m2 | H2O_node_heat_flux_W_m2 | CO2_correlation_wall_flux_residual_W_m2 | CO2_final_wall_flux_residual_W_m2 | H2O_final_wall_flux_residual_W_m2 | wall_conduction_residual_K | Nu_CO2 | htc_CO2 | Nu_H2O | htc_H2O | CO2_mCp | H2O_mCp | r_CO2 | r_cond | r_H2O | U | CO2_visc | CO2_acc | CO2_tot | Ve_CO2 | H2O_visc | H2O_acc | H2O_tot | Ve_H2O | CO2_dp_cumulative_psi | C | NTU | effectiveness | overall effectiveness
0 | 0.015321 | 13563.0748 | 1274.9449 | 308.6121 | 308.1015 | 294.0289 | 307.9882 | 294.0289 | 14.5832 | -3.0041 | -1428.7354 | 1204.7097 | -0.28558 | 14.5754 | 0.048068 | 0.04719 | supercritical | integrated_cp_film_transport | 12718.8282 | 28204.7728 | 29742.057 | 10.9556 | 0.087301 | -1429.5753 | 1205.4179 | -5.6463e-06 | 0.0020685 | 0.00102 | -1.9756e-07 | 429.3447 | 2800.161 | 8.1909 | 86.3522 | 121.2805 | 363.9599 | 0.16985 | 0.0377 | 4.644 | 98.029 | 0 | 0 | 0 | 0.070465 | 0.01547 | 9.45e-07 | 0.015471 | 0.022022 | 0 | 0.33322 | 0.0016995 | 0.16976 | 0
0.05 | 0.015321 | 13485.3888 | 1274.6663 | 308.5875 | 308.0763 | 294.0198 | 307.9631 | 294.0198 | 14.5676 | -3.0006 | -1427.0596 | 1203.2967 | -0.28558 | 14.56 | 0.048094 | 0.047207 | supercritical | integrated_cp_film_transport | 12634.3243 | 28566.3269 | 29782.9551 | 11.0311 | 0.087404 | -1427.8958 | 1204.0017 | -4.9902e-06 | 0.0021015 | 0.00098737 | -1.9035e-07 | 427.8388 | 2793.6178 | 8.1909 | 86.3499 | 122.8352 | 363.9604 | 0.17024 | 0.0377 | 4.6441 | 98.0185 | 0.18924 | -0.012634 | 0.17661 | 0.070052 | 0.015473 | 9.4357e-07 | 0.015474 | 0.022022 | 2.5615e-05 | 0.3375 | 0.0016778 | 0.1676 | 0.69511
0.1 | 0.015321 | 13407.6516 | 1274.3881 | 308.5632 | 308.0512 | 294.0108 | 307.9382 | 294.0108 | 14.5524 | -2.9971 | -1425.3996 | 1201.8969 | -0.28558 | 14.5449 | 0.048119 | 0.047224 | supercritical | integrated_cp_film_transport | 12550.6163 | 28894.696 | 29793.3834 | 11.0967 | 0.087498 | -1426.2237 | 1202.5919 | -5.0768e-06 | 0.0021169 | 0.00095089 | -1.8247e-07 | 426.1816 | 2785.7818 | 8.1909 | 86.3476 | 124.2472 | 363.9609 | 0.17072 | 0.0377 | 4.6443 | 98.0064 | 0.1882 | -0.012548 | 0.17565 | 0.069641 | 0.015477 | 9.4216e-07 | 0.015478 | 0.022022 | 5.1091e-05 | 0.34138 | 0.0016586 | 0.16567 | 1.3894
0.15 | 0.015321 | 13329.8739 | 1274.1101 | 308.5392 | 308.0263 | 294.0018 | 307.9134 | 294.0018 | 14.5374 | -2.9936 | -1423.7521 | 1200.5078 | -0.28558 | 14.53 | 0.048145 | 0.047242 | supercritical | integrated_cp_film_transport | 12467.8371 | 29187.7195 | 29774.2222 | 11.1455 | 0.087636 | -1424.5758 | 1201.2023 | -4.5754e-06 | 0.0021206 | 0.00091229 | -1.7423e-07 | 424.2887 | 2777.7911 | 8.1909 | 86.3454 | 125.5072 | 363.9614 | 0.17121 | 0.0377 | 4.6444 | 97.994 | 0.18716 | -0.012461 | 0.1747 | 0.069233 | 0.01548 | 9.4075e-07 | 0.015481 | 0.022022 | 7.6429e-05 | 0.34484 | 0.0016417 | 0.16399 | 2.0829
0.2 | 0.015321 | 13252.0665 | 1273.8325 | 308.5154 | 308.0015 | 293.9928 | 307.8887 | 293.9928 | 14.5226 | -2.9893 | -1421.6796 | 1198.7603 | -0.28558 | 14.5154 | 0.04817 | 0.047259 | supercritical | integrated_cp_film_transport | 12385.4865 | 29443.6437 | 29725.6626 | 11.185 | 0.087764 | -1422.9287 | 1199.8135 | -3.7693e-06 | 0.0021036 | 0.00086792 | -1.6496e-07 | 422.2621 | 2768.5575 | 8.1909 | 86.3431 | 126.6077 | 363.9619 | 0.17178 | 0.0377 | 4.6445 | 97.98 | 0.18614 | -0.012375 | 0.17376 | 0.068828 | 0.015483 | 9.3909e-07 | 0.015484 | 0.022022 | 0.00010163 | 0.34786 | 0.0016272 | 0.16254 | 2.7756
0.25 | 0.015321 | 13174.2644 | 1273.5552 | 308.4919 | 307.9682 | 293.9838 | 307.8557 | 293.9838 | 14.5081 | -2.985 | -1419.6592 | 1197.0566 | -0.28558 | 14.5009 | 0.048201 | 0.047277 | supercritical | bulk_cp | 12289.4066 | 29661.1211 | 29617.0385 | 10.68 | 0.087892 | -1420.4313 | 1197.7077 | -2.4476e-06 | 0.001624 | 0.00063955 | -1.2051e-07 | 413.1095 | 2712.4947 | 8.1909 | 86.3408 | 127.5428 | 363.9624 | 0.17533 | 0.0377 | 4.6446 | 97.906 | 0.18512 | -0.012285 | 0.17283 | 0.068426 | 0.015487 | 9.3746e-07 | 0.015488 | 0.022022 | 0.0001267 | 0.35043 | 0.0016141 | 0.16123 | 3.4673
0.3 | 0.015321 | 13096.4765 | 1273.2784 | 308.4686 | 307.9444 | 293.9748 | 307.8319 | 293.9748 | 14.4938 | -2.9818 | -1418.1068 | 1195.7477 | -0.28558 | 14.4867 | 0.048226 | 0.047295 | supercritical | bulk_cp | 12209.7011 | 29839.4237 | 29511.0527 | 10.776 | 0.087977 | -1418.8874 | 1196.4058 | -2.0785e-06 | 0.0016102 | 0.00060942 | -1.1425e-07 | 411.8707 | 2706.9969 | 8.1909 | 86.3386 | 128.3095 | 363.9629 | 0.17569 | 0.0377 | 4.6447 | 97.8963 | 0.18411 | -0.012195 | 0.17191 | 0.068027 | 0.01549 | 9.3611e-07 | 0.015491 | 0.022022 | 0.00015163 | 0.35253 | 0.0016042 | 0.16025 | 4.158
0.35 | 0.015321 | 13018.689 | 1273.0018 | 308.4454 | 307.9204 | 293.9658 | 307.8081 | 293.9658 | 14.4796 | -2.9785 | -1416.5358 | 1194.423 | -0.28558 | 14.4725 | 0.048252 | 0.047313 | supercritical | bulk_cp | 12130.1992 | 29978.4167 | 29378.2688 | 10.8626 | 0.088043 | -1417.3266 | 1195.0898 | -1.6549e-06 | 0.0015755 | 0.00057237 | -1.067e-07 | 410.4864 | 2699.8979 | 8.1909 | 86.3363 | 128.9072 | 363.9634 | 0.17615 | 0.0377 | 4.6449 | 97.8846 | 0.1831 | -0.012109 | 0.17099 | 0.067631 | 0.015493 | 9.3476e-07 | 0.015494 | 0.022022 | 0.00017643 | 0.35418 | 0.0015966 | 0.15949 | 4.8479
0.4 | 0.015321 | 12940.9145 | 1272.7255 | 308.4223 | 307.8963 | 293.9569 | 307.784 | 293.9569 | 14.4655 | -2.9751 | -1414.9428 | 1193.0797 | -0.28558 | 14.4585 | 0.048278 | 0.047331 | supercritical | bulk_cp | 12050.8816 | 30078.4929 | 29219.1929 | 10.9398 | 0.088086 | -1415.7454 | 1193.7565 | -1.1942e-06 | 0.0015193 | 0.00052834 | -9.7852e-08 | 408.9609 | 2691.1902 | 8.1909 | 86.3341 | 129.3375 | 363.964 | 0.17672 | 0.0377 | 4.645 | 97.8707 | 0.18211 | -0.012023 | 0.17009 | 0.067237 | 0.015497 | 9.3339e-07 | 0.015498 | 0.022022 | 0.0002011 | 0.35536 | 0.0015911 | 0.15894 | 5.5371
0.45 | 0.015321 | 12863.166 | 1272.4496 | 308.3994 | 307.8719 | 293.9479 | 307.7598 | 293.9479 | 14.4515 | -2.9717 | -1413.3246 | 1191.7153 | -0.28558 | 14.4445 | 0.048304 | 0.04735 | supercritical | bulk_cp | 11971.7439 | 30140.7152 | 29034.3771 | 11.0077 | 0.088106 | -1414.1405 | 1192.4032 | -7.1266e-07 | 0.0014412 | 0.00047732 | -8.772e-08 | 407.3005 | 2680.8822 | 8.1909 | 86.3318 | 129.6051 | 363.9645 | 0.1774 | 0.0377 | 4.6451 | 97.8545 | 0.18112 | -0.011936 | 0.16918 | 0.066847 | 0.0155 | 9.3201e-07 | 0.015501 | 0.022022 | 0.00022564 | 0.35609 | 0.0015875 | 0.15858 | 6.2255
0.5 | 0.015321 | 12785.4564 | 1272.1739 | 308.3764 | 307.8472 | 293.9389 | 307.7352 | 293.9389 | 14.4375 | -2.9682 | -1411.6787 | 1190.3275 | -0.28558 | 14.4305 | 0.048331 | 0.047369 | supercritical | bulk_cp | 11892.7983 | 30166.9359 | 28824.4274 | 11.0667 | 0.088102 | -1412.509 | 1191.0276 | -2.3483e-07 | 0.0013408 | 0.00041935 | -7.6316e-08 | 405.5136 | 2669.0004 | 8.1909 | 86.3296 | 129.7178 | 363.965 | 0.17819 | 0.0377 | 4.6452 | 97.8362 | 0.18014 | -0.011849 | 0.16829 | 0.066459 | 0.015503 | 9.3061e-07 | 0.015504 | 0.022022 | 0.00025005 | 0.3564 | 0.0015859 | 0.15842 | 6.9131
0.55 | 0.015321 | 12707.7992 | 1271.8986 | 308.3536 | 307.8223 | 293.93 | 307.7104 | 293.93 | 14.4235 | -2.9647 | -1410.0036 | 1188.915 | -0.28558 | 14.4166 | 0.048358 | 0.047388 | supercritical | bulk_cp | 11814.0781 | 30160.0275 | 28590.0011 | 11.1174 | 0.088073 | -1410.8488 | 1189.6277 | 2.1269e-07 | 0.001218 | 0.00035459 | -6.3677e-08 | 403.6115 | 2655.596 | 8.1909 | 86.3273 | 129.6881 | 363.9655 | 0.17909 | 0.0377 | 4.6453 | 97.8157 | 0.17917 | -0.011762 | 0.1674 | 0.066074 | 0.015507 | 9.292e-07 | 0.015508 | 0.022022 | 0.00027433 | 0.35632 | 0.0015859 | 0.15842 | 7.5999
0.6 | 0.015321 | 12630.2064 | 1271.6236 | 308.3307 | 307.7971 | 293.9211 | 307.6854 | 293.9211 | 14.4096 | -2.9611 | -1408.3014 | 1187.4798 | -0.28558 | 14.4026 | 0.048385 | 0.047407 | supercritical | bulk_cp | 11735.6464 | 30125.0509 | 28331.86 | 11.1609 | 0.088017 | -1409.1588 | 1188.2027 | 1.1851e-06 | 0.001074 | 0.00028346 | -4.9891e-08 | 401.6123 | 2640.7728 | 8.1909 | 86.3251 | 129.5377 | 363.966 | 0.1801 | 0.0377 | 4.6455 | 97.793 | 0.1782 | -0.011674 | 0.16653 | 0.065692 | 0.01551 | 9.2777e-07 | 0.015511 | 0.022022 | 0.00029848 | 0.35591 | 0.0015874 | 0.15857 | 8.2859
0.65 | 0.015321 | 12552.6899 | 1271.3489 | 308.3078 | 307.7716 | 293.9122 | 307.6601 | 293.9122 | 14.3956 | -2.9575 | -1406.5908 | 1186.0373 | -0.28558 | 14.3887 | 0.048412 | 0.047426 | supercritical | bulk_cp | 11657.6873 | 30080.2997 | 28051.1232 | 11.2021 | 0.087935 | -1407.4445 | 1186.7572 | 1.7438e-06 | 0.0009142 | 0.00020884 | -3.552e-08 | 399.5784 | 2624.9372 | 8.1909 | 86.3228 | 129.3453 | 363.9665 | 0.18118 | 0.0377 | 4.6456 | 97.7688 | 0.17724 | -0.011586 | 0.16566 | 0.065313 | 0.015513 | 9.2634e-07 | 0.015514 | 0.022022 | 0.00032251 | 0.35538 | 0.0015893 | 0.15876 | 8.9711
0.7 | 0.015321 | 12475.2542 | 1271.0746 | 308.2849 | 307.7463 | 293.9032 | 307.6348 | 293.9032 | 14.3817 | -2.9539 | -1404.8731 | 1184.589 | -0.28558 | 14.3747 | 0.048439 | 0.047446 | supercritical | bulk_cp | 11580.8461 | 30091.5012 | 27749.2919 | 11.2592 | 0.087826 | -1405.7374 | 1185.3178 | 2.0816e-06 | 0.00073714 | 0.00013444 | -2.1379e-08 | 397.73 | 2609.5682 | 8.1909 | 86.3206 | 129.3935 | 363.967 | 0.18225 | 0.0377 | 4.6457 | 97.7449 | 0.17629 | -0.011499 | 0.16479 | 0.064936 | 0.015517 | 9.249e-07 | 0.015518 | 0.022022 | 0.00034641 | 0.35551 | 0.0015883 | 0.15866 | 9.6554
0.75 | 0.015321 | 12397.9028 | 1270.8006 | 308.2621 | 307.7207 | 293.8943 | 307.6094 | 293.8943 | 14.3678 | -2.9503 | -1403.1316 | 1183.1206 | -0.28558 | 14.3608 | 0.048466 | 0.047465 | supercritical | bulk_cp | 11504.8083 | 30091.4497 | 27423.7674 | 11.3137 | 0.087692 | -1404.0092 | 1183.8605 | 2.095e-06 | 0.00056209 | 5.5503e-05 | -6.2593e-09 | 395.8405 | 2593.1885 | 8.1909 | 86.3184 | 129.3932 | 363.9675 | 0.1834 | 0.0377 | 4.6458 | 97.7194 | 0.17535 | -0.011413 | 0.16394 | 0.064563 | 0.01552 | 9.2345e-07 | 0.015521 | 0.022022 | 0.00037019 | 0.35551 | 0.0015879 | 0.15862 | 10.3389
0.8 | 0.015321 | 12320.6478 | 1270.5269 | 308.2393 | 307.6949 | 293.8855 | 307.5837 | 293.8855 | 14.3539 | -2.9466 | -1401.362 | 1181.6285 | -0.28558 | 14.3469 | 0.048493 | 0.047485 | supercritical | bulk_cp | 11429.5812 | 30071.0087 | 27075.2773 | 11.363 | 0.087531 | -1402.2544 | 1182.3809 | 3.4557e-06 | 0.00035647 | -2.9552e-05 | 9.8401e-09 | 393.8799 | 2575.6317 | 8.1909 | 86.3161 | 129.3053 | 363.968 | 0.18465 | 0.0377 | 4.6459 | 97.6919 | 0.17442 | -0.011327 | 0.16309 | 0.064192 | 0.015523 | 9.2199e-07 | 0.015524 | 0.022022 | 0.00039384 | 0.35527 | 0.0015886 | 0.15869 | 11.0216
0.85 | 0.015321 | 12243.5011 | 1270.2535 | 308.2165 | 307.6688 | 293.8766 | 307.5578 | 293.8766 | 14.3399 | -2.9428 | -1399.5614 | 1180.1102 | -0.28558 | 14.333 | 0.048521 | 0.047505 | supercritical | bulk_cp | 11355.1989 | 30026.639 | 26705.0557 | 11.406 | 0.087347 | -1400.47 | 1180.8763 | 3.809e-06 | 0.00012819 | -0.00012063 | 2.6977e-08 | 391.8371 | 2556.8707 | 8.1909 | 86.3139 | 129.1145 | 363.9685 | 0.18601 | 0.0377 | 4.6461 | 97.6623 | 0.17349 | -0.01124 | 0.16225 | 0.063824 | 0.015527 | 9.2051e-07 | 0.015528 | 0.022022 | 0.00041737 | 0.35474 | 0.0015904 | 0.15887 | 11.7033
0.9 | 0.015321 | 12166.4754 | 1269.9805 | 308.1937 | 307.6424 | 293.8677 | 307.5315 | 293.8677 | 14.326 | -2.9389 | -1397.7271 | 1178.5635 | -0.28558 | 14.319 | 0.048548 | 0.047526 | supercritical | bulk_cp | 11281.6957 | 29955.9392 | 26314.5669 | 11.4418 | 0.087139 | -1398.6532 | 1179.3444 | -3.7696e-06 | -0.00013017 | -0.00021807 | 4.5162e-08 | 389.7049 | 2536.913 | 8.1909 | 86.3116 | 128.8105 | 363.969 | 0.18747 | 0.0377 | 4.6462 | 97.6305 | 0.17257 | -0.011153 | 0.16142 | 0.063459 | 0.01553 | 9.1901e-07 | 0.015531 | 0.022022 | 0.00044078 | 0.35391 | 0.0015937 | 0.1592 | 12.3843
0.95 | 0.015321 | 12089.584 | 1269.7079 | 308.1708 | 307.6156 | 293.8588 | 307.5049 | 293.8588 | 14.312 | -2.935 | -1395.8564 | 1176.9861 | -0.28558 | 14.305 | 0.048575 | 0.047546 | supercritical | bulk_cp | 11209.1013 | 29856.935 | 25905.4376 | 11.4697 | 0.08691 | -1396.8014 | 1177.7829 | -3.8996e-06 | -0.00040363 | -0.00032142 | 6.4394e-08 | 387.4772 | 2515.7861 | 8.1909 | 86.3094 | 128.3848 | 363.9695 | 0.18904 | 0.0377 | 4.6463 | 97.5966 | 0.17166 | -0.011066 | 0.16059 | 0.063097 | 0.015533 | 9.1749e-07 | 0.015534 | 0.022022 | 0.00046408 | 0.35274 | 0.0015984 | 0.15967 | 13.0643
1 | 0.015321 | 12012.8407 | 1269.4356 | 308.1479 | 307.5885 | 293.85 | 307.4779 | 293.85 | 14.2979 | [5 empty] | 0.048602 | 0.047567 | supercritical | bulk_cp | 11137.4385 | 29727.871 | 25479.4143 | 11.489 | 0.086662 | -1394.9119 | 1176.1897 | -4.2563e-06 | -0.00070014 | -0.00043096 | 8.4664e-08 | 385.1487 | 2493.5294 | 8.1909 | 86.3072 | 127.8298 | 363.97 | 0.19073 | 0.0377 | 4.6464 | 97.5604 | 0.17075 | -0.010978 | 0.15977 | 0.062738 | 0 | 0 | 0 | 0.022022 | 0.00048725 | 0.35121 | 0.0016047 | 0.1603 | 13.7434